## Total Pkg.cost (hidden)
Multipurpose Disaster Shelter project (MDSP)
Local Government Engineering Department
BID Package No. MDSP-II-7-LPI-O-NW-01
Total Costing
District: Barisal
Serial No. | Part No. | Toatl Package Summary |  | Estimated Amount(TK)
1 | PART A | Civil Works (Ground Floor) |  | 0
2 | PART B | Civil Works (1st Floor to Top) |  | #REF!
3 | PART C | Internal Road Works |  | 627714.9006
4 | PART D | Plumbing & Sanitary Works |  | #VALUE!
5 | PART E | Electrical Works |  | 0
6 | PART F | Tube well |  | 7239385.464
7 | PART G | Furniture Work |  | 0
8 | PART H | Environmental Facilities |  | #VALUE!
9 | PART I | Connecting Road |  | #REF!
10 | PART J | Road Structure (Culvert) |  | #REF!
|  |  | Total package - wise estimated amount | #REF!

## Abstract
Multipurpose Disaster Shelter project (MDSP)
Local Government Engineering Department
BID Package No. LGED/MDSP/CHI/14-15/NW-03-B
Summary of Cost
Name of work: Construction of 25 New School cum Disaster Shelter steel frame building
District:- Chattogram
Upazila:-Chandadanaish,Lohagara,Satkania,Fatikchhari,Hathazari,Mirsharai,Rangunia, Karnaphuli & Raouzan .
Bill | Description | Amount (BDT)
|  | In Figure | In words
A | Civil Works (Up to First Floor)
B | Civil Works (1st Floor to Top)
C | Steel Works
D | Internal Road Works
E | Plumbing & Sanitary Works
F | Electrical Works
G | Tube well
H | Furniture Work
I | Environmental Facilities
j | Submersible Pump
Sub-Total "X"= Bills (A+B+C+D+E+F+G+H+I+J) BDT. |  |  |  | 0
Bill | Description | Amount (BDT)
|  | In Figure | In words
A1 | Summary of Specified Provisional Sums | 3504000
A2 | Provisional sum for Price contingency | 117500000 |  | 350400
A3 | Provisional sum for physical contingency | 58750000
Sub-Total "Y"= (A1+A2+A3) BDT. |  | 179754000
Grand Total Amount (X+Y) BDT.
Say BDT. |  |  |  | 0
In words:-

## Shelter List
Multipurpose Disaster Shelter project (MDSP)
Bill of Quantities (BOQ)
BID Package No. LGED/MDSP/CHI/14-15/NW-03-B
Name of Works:- Construction of 25 New School cum Disaster Shelter steel frame building
Database ID | Name of shelter | District | Upazila | Building option. | Total
CTGP184 | Uttar Jafarabad Daymia GPS | Chittagong | Chandanaish | Option-01 | 25 | 1
CTGP3214 | Pathandondi Ujir Ali GPS |  | Chandanaish | Option-01 |  | 2
CTGP376 | 207 No. Dakshin Paindong Sikdarpara GPS |  | Fatikchari | Option-01 |  | 3
CTGP418 | Nischintapur GPS |  | Fatikchari | Option-01 |  | 4
CTGP420 | Dakshin Sadeknagar GPS |  | Fatikchari | Option-01 |  | 5
CTGP422 | 110 No. Purbo Sadek Nagor Rahmania GPS |  | Fatikchari | Option-01 |  | 6
CTGP3215 | 73 No. Barighona GPS |  | Hathazari | Option-01 |  | 7
CTGP3216 | 120 No Dakkhin Barighona GPS |  | Hathazari | Option-01 |  | 8
CTGP685 | 175 No. Paschim Char Patharghata GPS |  | Karnaphuli | Option-01 |  | 9
CTGP710 | 4 No. Char Farid GPS |  | Karnaphuli | Option-01 |  | 10
CTGP711 | Poschim Char Laksha Moulavipara GPS |  | Karnaphuli | Option-01 |  | 11
CTGP3217 | Moddho Ichanogor |  | Karnaphuli | Option-01 |  | 12
CTGP3219 | 97 No. Adhunogor damir Pukur GPS |  | Lohagara | Option-01 |  | 13
CTGP3220 | Sukchari Rahmania GPS |  | Lohagara | Option-01 |  | 14
CTGP571 | Bishowdarbar GPS |  | Mirsharai | Option-01 |  | 15
CTGP576 | Safiullah Para GPS |  | Mirsharai | Option-01 |  | 16
CTGP3221 | 123 No Kamor Ali GPS |  | Mirsharai | Option-01 |  | 17
CTGP3222 | Moddhom Dom Khali Najirpara GPS |  | Mirsharai | Option-01 |  | 18
CTGP3303 | Kazi Kamal Pasha GPS |  | Mirsharai | Option-01 |  | 19
CTGP778 | Brommuttar GPS |  | Ranguniya | Option-01 |  | 20
CTGP781 | 23 No Sadar Ali GPS |  | Ranguniya | Option-01 |  | 21
CTGP816 | Koyepara Girls GPS |  | Raouzan | Option-01 |  | 22
CTGP3224 | CUET GPS |  | Raouzan | Option-01 |  | 23
CTGP1004 | 66 No Purbo Bajalia GPS |  | Satkania | Option-01 |  | 24
CTGP3304 | Matherbari Nowapara GPS |  | Satkania | Option-01 |  | 25

## Provision Sum
BID Package No. LGED/MDSP/CHI/14-15/NW-03-B
Summary of Specified Provisional Sums
Bill No. | Item | Description | Unit | Amount (Tk)
|  |  |  | In Figure | In words
| P1 | Relocation of public Utilities .Amount includes 20% adjustment for overhead, profits, taxes etc. which is payable to Contractor asper Sub-Clause 13.5 | PS | 3000000 | Thirty lac only
| P2 | Special and additional tests .Amount includes 20% adjustment for overhead, profits, taxes etc. which is payable to Contractor asper Sub-Clause 13.5 | PS | 504000 | Five lac four thousand only
Total for Specified provisional Sums (A1) |  |  |  | 3504000
In words:- Thirty five lac four thousand only.

## Shelter wise cost (hidden)
Multipurpose Disaster Shelter Project (MDSP)
Local Government Engineering Department
BID Package No. MDSP-II-7-LPI-O-NW-01
Shelter wise cost estimate
#REF! | #REF!
District: Feni |  | Upazila: Sadar
Serial No. | Part | Sub Package Summary | Estimated Amount(TK)
1 | A | Civil Works (Ground Floor) | 0
2 | B | Civil Works (1st Floor to Top) | 0
3 | C | Internal Road Works | 104619.1501
4 | D | Plumbing & Sanitary Works | 0
5 | E | Electrical Works | 0
6 | F | Tube well | 1206564.244
7 | G | Furniture Work | 0
8 | H | Environmental Facilities | 0
9 | I | Connecting Road | #REF!
10 | J | Road Structure (Culvert) | #REF!
|  | Total Estimated Amount | #REF!
Multipurpose Disaster Shelter Project (MDSP)
Local Government Engineering Department
Contract Package No. LGED/MDSP/FENI/2015-16/NCB/NW-3
Shelter wise cost estimate
#REF! | #REF!
District: Feni |  | Upazila: Sadar
Serial No. | Part | Sub Package Summary | Estimated Amount(TK)
1 | A | Civil Works (Ground Floor) | 0
2 | B | Civil Works (1st Floor to Top) | #REF!
3 | C | Internal Road Works | 104619.1501
4 | D | Plumbing & Sanitary Works | 0
5 | E | Electrical Works | 0
6 | F | Tube well | 1206564.244
7 | G | Furniture Work | 0
8 | H | Environmental Facilities | 0
9 | I | Connecting Road | #REF!
10 | J | Road Structure (Culvert) | #REF!
|  | Total Estimated Amount | #REF!
Multipurpose Disaster Shelter Project (MDSP)
Local Government Engineering Department
Contract Package No. LGED/MDSP/FENI/2015-16/NCB/NW-3
Shelter wise cost estimate
#REF! | #REF!
District: Feni |  | Upazila: Sadar
Serial No. | Part No. | Sub Package Summary | Estimated Amount(TK)
1 | A | Civil Works (Ground Floor) | 0
2 | B | Civil Works (1st Floor to Top) | #REF!
3 | C | Internal Road Works | 104619.1501
4 | D | Plumbing & Sanitary Works | 0
5 | E | Electrical Works | 0
6 | F | Tube well | 1206564.244
7 | G | Furniture Work | 0
8 | H | Environmental Facilities | #VALUE!
9 | I | Connecting Road | #REF!
10 | J | Road Structure (Culvert) | #REF!
|  | Total Estimated Amount | #REF!
Multipurpose Disaster Shelter Project (MDSP)
Local Government Engineering Department
Contract Package No. LGED/MDSP/FENI/2015-16/NCB/NW-3
Shelter wise cost estimate
#REF! | #REF!
District: Feni |  | Upazila: Fulgazi
Serial No. | Part No. | Sub Package Summary | Estimated Amount(TK)
1 | A | Civil Works (Ground Floor) | #VALUE!
2 | B | Civil Works (1st Floor to Top) | #REF!
3 | C | Internal Road Works | 104619.1501
4 | D | Plumbing & Sanitary Works | 0
5 | E | Electrical Works | 0
6 | F | Tube well | 1206564.244
7 | G | Furniture Work | 0
8 | H | Environmental Facilities | #VALUE!
9 | I | Connecting Road | #REF!
10 | J | Road Structure (Culvert) | #REF!
|  | Total Estimated Amount | #VALUE!
Multipurpose Disaster Shelter Project (MDSP)
Local Government Engineering Department
Contract Package No. LGED/MDSP/FENI/2015-16/NCB/NW-3
Shelter wise cost estimate
#REF! | #REF!
District: Feni |  | Upazila: Fulgazi
Serial No. | Part No. | Sub Package Summary | Estimated Amount(TK)
1 | A | Civil Works (Ground Floor) | #VALUE!
2 | B | Civil Works (1st Floor to Top) | #REF!
3 | C | Internal Road Works | 104619.1501
4 | D | Plumbing & Sanitary Works | 0
5 | E | Electrical Works | 0
6 | F | Tube well | 1206564.244
7 | G | Furniture Work | 0
8 | H | Environmental Facilities | #VALUE!
9 | I | Connecting Road | #REF!
10 | J | Road Structure (Culvert) | #REF!
|  | Total Estimated Amount | #VALUE!
Multipurpose Disaster Shelter Project (MDSP)
Local Government Engineering Department
Contract Package No. LGED/MDSP/FENI/2015-16/NCB/NW-2
Shelter wise cost estimate
#REF! | #REF!
District: Feni |  | Upazila: Fulgazi
Serial No. | Part No. | Sub Package Summary | Estimated Amount(TK)
1 | A | Civil Works (Ground Floor) | #VALUE!
2 | B | Civil Works (1st Floor to Top) | #REF!
3 | C | Internal Road Works | 104619.1501
4 | D | Plumbing & Sanitary Works | #VALUE!
5 | E | Electrical Works | 0
6 | F | Tube well | 1206564.244
7 | G | Furniture Work | 0
8 | H | Environmental Facilities | #VALUE!
9 | I | Connecting Road | #REF!
10 | J | Road Structure (Culvert) | #REF!
|  | Total Estimated Amount | #VALUE!

## Bill-A
BID Package No. LGED/MDSP/CHI/14-15/NW-03-B
Bill A : Civil Works for Building Up to First Floor | [8 empty] | 2 | 3 | 4 | 5 | 6 | 7 | 8 | 9 | 10 | 11 | 12 | 13 | 14 | 15 | 16 | 17 | 18 | 19 | 20 | 21 | 22 | 23 | 24 | 25 | 26 | 27 | 28 | 29 | 30 | 31 | 32 | 33 | 34 | 35 | 36 | 37 | 38 | 39 | 40 | 41 | 42 | 43 | 44 | 45 | 46 | 47 | 48 | 49 | 50 | 51 | 52 | 53 | 54 | 55 | 56 | 57 | 58 |  |  | Shelter ID | A1 Out side filling(cum) | Pile length (m) | A2 Boring of Pile (m) | A3 Casting of Pile (cum) | A10 Inside earth filling(cum) | A 24 MS Rod (Kg) | A 47 Dismentaling of ex. Structure (Sqm) | A 48 Temporary Shed (Ls) | A 49 Palisading(m)
SL.No & Spec.no. | Description | Shelter option -1, 25 No. | Unit Quantity | Quantity | Unit | Unit Rate |  | Total Amount (in Taka) | #REF! | #REF! | #REF! | #REF! | #REF! | #REF! | #REF! | #REF! | #REF! | #REF! | #REF! | #REF! | #REF! | #REF! | #REF! | #REF! | #REF! | #REF! | #REF! | #REF! | #REF! | #REF! | #REF! | #REF! | #REF! | #REF! | #REF! | #REF! | #REF! | #REF! | #REF! | #REF! | #REF! | #REF! | #REF! | #REF! | #REF! | #REF! | #REF! | #REF! | #REF! | #REF! | #REF! | #REF! | #REF! | #REF! | #REF! | #REF! | #REF! | #REF! | #REF! | #REF! | #REF! | #REF! | #REF! | #REF! | #REF!
[6 empty] | In figure (Taka) | In words (Taka)
A1 | Earth filling of shelter area (Site Development) EFW(CE): Earth filling work with specified soil in any type of embankment including supplying, carrying, filling by throwing earth in layers not more than 150mm in proper alignment, grade, camber and side slope in all types of soil except rocky, gravelly and slushy including benching not more than 30cm in vertical and 60cm in horizontal steps along the sides while widening any embankment, etc. all complete as per the direction of E-I-C. Earth shall be arranged by the contractor at his own costs. The item is applicable when earth is supplied and arranged by the contractor from a distance beyond 200m from the end of right of way. (Payment will be made on on the basis of compacted volume). Outside municipal area | 25 |  | 8531.5 | cum |  |  |  | 2: 0; 3: 0; 4: 0; 5: 0; 6: 0 |  |  | Option-01 (25 No.)
1.28 | [66 empty] | 1 | CTGP184 | 48 | 16 | 971.5 | 192.094 | 268.7934 | 42595.39 | 0
[67 empty] | 2 | CTGP3214 | 420 | 30 | 1909.5 | 376.2938 | 268.7934 | 56055.69 | 0
[67 empty] | 3 | CTGP376 | 315 | 18 | 1105.5 | 218.4083 | 161.2761 | 44518.29 | 94 | 1
[7 empty] | ` | [59 empty] | 4 | CTGP418 | 525 | 24 | 1507.5 | 297.351 | 376.3108 | 50286.59 | 0
[67 empty] | 5 | CTGP420 | 37 | 14 | 837.5 | 165.7798 | 161.2761 | 40672.49 | 289 | 1
[67 empty] | 6 | CTGP422 | 665 | 13 | 770.5 | 152.6226 | 430.0695 | 39681.56 | 112 | 1
[67 empty] | 7 | CTGP3215 | 720 | 33 | 2110.5 | 415.7652 | 161.2761 | 58940.04 | 82 | 1
[67 empty] | 8 | CTGP3216 | 455 | 30 | 1909.5 | 376.2938 | 591.3456 | 56055.69 | 182 | 1
[67 empty] | 9 | CTGP685 | 75.2 | 16 | 971.5 | 192.094 | 107.5174 | 42595.39 | 138 | 1
[67 empty] | 10 | CTGP710 | 244.4 | 28 | 1775.5 | 349.9795 | 268.7934 | 54132.79 | 394 | 1
[67 empty] | 11 | CTGP711 | 158.4 | 16 | 971.5 | 192.094 | 268.7934 | 42595.39 | 185 | 1
[67 empty] | 12 | CTGP3217 | 190 | 15 | 904.5 | 178.9369 | 215.0348 | 41633.94 | 136 | 1
[67 empty] | 13 | CTGP3219 | 670.8 | 19 | 1172.5 | 231.5654 | 537.5869 | 45479.74 | 139 | 1
[67 empty] | 14 | CTGP3220 | 88 | 22 | 1373.5 | 271.0368 | 161.2761 | 48364.09 | 375 | 1
[67 empty] | 15 | CTGP571 | 180 | 12 | 703.5 | 139.4655 | 161.2761 | 39681.56 | 0
[67 empty] | 16 | CTGP576 | 25.2 | 15 | 904.5 | 178.9369 | 376.3108 | 41633.94 | 187 | 1 | 45
[67 empty] | 17 | CTGP3221 | 485.1 | 22 | 1373.5 | 271.0368 | 215.0348 | 48364.09 | 285 | 1
[67 empty] | 18 | CTGP3222 | 138.6 | 22 | 1373.5 | 271.0368 | 215.0348 | 48364.09 | 170 | 1
[67 empty] | 19 | CTGP3303 | 420 | 13 | 770.5 | 152.6226 | 107.5174 | 39681.56 | 0
[67 empty] | 20 | CTGP778 | 490.2 | 33 | 2110.5 | 415.7652 | 161.2761 | 58940.04 | 0
|  | Total |  | 8531.5 | [62 empty] | 21 | CTGP781 | 1170 | 15 | 904.5 | 178.9369 | 376.3108 | 41633.94 | 0
A2 | Boring for pile Boring for casting of RCC cast-in-situ piles up to the required depth and diameter with temporary steel casing in all types of soils including 2-chamber slurry tank, drilling with bentonite circulation (Dry Bentonite powder of liquid limit of minimum 350 shall be mixed with water @ minimum 4% by weight to make the fresh drilling fluid of viscosity between 32-50 seconds and density less than 1.1gm/cc). Washing bore hole with bentonite fresh slurry (until the slurry from bore hole bottom have density less than 1.15gm/cc and sand less than 4%) placing of reinforcement and placing concrete by tremie pipe with ordinary Portland Cement (OPC)/PCC, sand (minimum FM 2.20) and 19mm down well graded crushed stone chips , (LAA value not exceeding 33) to result minimum ultimate cylinder crushing strength of 25MPa at 28 days (suggested minimum mix proportion 1:1.5:3) with allowable slump of 150mm to 200mm (using necessary admixture : ASTM C494/C494M and additional Cement(OPC/PCC) including cost of all materials, labour, equipment and all incidental charges but excluding the cost of reinforcement and its fabrication, etc. all complete as per design, drawing, specifications and direction of the Engineer. Additional quantity of Cement(OPC/PCC) be added, if required to attain the afore-mentioned concrete strength, by the contractor at his own costs.(Boring method shall be selected as set in the drawing). BORING PERCUSSION METHOD: Direct Mud Circulation (DMC) 500mm dia Boring | 25 |  | 30652.5 | m |  |  |  | 2: 0; 3: 0; 4: 0; 5: 0; 6: 0 |  | 22 | CTGP816 | 531 | 22 | 1373.5 | 271.0368 | 430.0695 | 48364.09 | 460 | 1
2.8.1 | [66 empty] | 23 | CTGP3224 | 153 | 13 | 770.5 | 152.6226 | 0 | 39681.56 | 0
[67 empty] | 24 | CTGP1004 | 162.8 | 21 | 1306.5 | 257.8797 | 161.2761 | 47402.64 | 150 | 1
[67 empty] | 25 | CTGP3304 | 163.8 | 13 | 770.5 | 152.6226 | 322.5521 | 39681.56 | 140 | 1
26
27
28
29
30
31
32
33
34
35
36
37
38
39
40
41
42
43
44
45
46
47
48
49
50
[68 empty] | Total | 8531.5 |  | 30652.5 | 6052.2775 | 6504.8012 | 1157036.15 | 3518 | 17 | 45
|  | Total |  | 30652.5
A3 | Casting for RCC pile Casting of RCC cast-in-situ piles up to the required depth and diameter with temporary steel casing in all types of soils including 2-chamber slurry tank, drilling with bentonite circulation (Dry Bentonite powder of liquid limit of minimum 350 shall be mixed with water @ minimum 4% by weight to make the fresh drilling fluid of viscosity between 32-50 seconds and density less than 1.1gm/cc). Washing bore hole with bentonite fresh slurry (until the slurry from bore hole bottom have density less than 1.15gm/cc and sand less than 4%) placing of reinforcement and placing concrete by tremie pipe with ordinary Portland Cement(OPC)/PCC, sand (minimum FM 2.20) and 19mm down well graded crushed stone chips , (LAA value not exceeding 33) to result minimum ultimate cylinder crushing strength of 25MPa at 28 days (suggested minimum mix proportion 1:1.5:3) with allowable slump of 100mm to 150mm (using necessary admixture : ASTM C494/C494M and additional Cement(OPC/PCC)including cost of all materials, labour, equipment and all incidental charges but excluding the cost of reinforCement and its fabrication, etc. all complete as per design, drawing, specifications and direction of the Engineer. Additional quantity of Cement(OPC/PCC)be added, if required to attain the afore-mentioned concrete strength, by the contractor at his own costs.(Boring method shall be selected as set in the drawing). Concreting (without water reducing Admixture) casting | 25 |  | 6052.2775 | cum |  |  |  | 2: 0; 3: 0; 4: 0; 5: 0; 6: 0
2.8.1
|  | Total |  | 6052.2775
A4 | Breaking head of pile Labour for breaking head of hardened cast-in-situ bored pile/ pre-cast piles to the correct lines and levels from the top of the piles to the cut-off level as indicated in the approved drawing and exposing pile reinforcement for embedment in pile cap by any means and disposal of the debris to an unobjectionable place outside the site premises including scrapping and removing concrete from steel/ MS rods, straightening and bending of pile bars, preparation and making of platform where necessary, carrying, all sorts of handling, stacking the same properly after clearing, leveling and dressing the site and clearing the river bed, etc. all complete as per direction of the E-I-C. Measurement will be given for the actual pile head volume to be broken.The debris from pile chipping shall be disposed outside the site premises at an environmentally safe place with minimum traffic disruption and procuring entity will not be responsilbe for any irregularities by the party regarding dumping of the debris. Breaking head of pile | 25 | 20.55 | 513.75 | cum |  |  |  | 2: 0; 3: 0; 4: 0; 5: 0; 6: 0
2.8.1.11
|  | Total |  | 513.75
A5 | Static load test ( 75 tons.) Conducting static load test as per ASTM D 1143 or equivalent standard for the cast in situ service pile providing required scaffolding, bracing, jacks, pressure test gauge, loading unloading, arranging other necessary plants and equipment including staging, mobilization, demobilization, hire charge of gunny bag/ concrete block/ steel sheet, sand and filling sacs/ gunny bags for loading, record readings and preparation of results in standard forms and other incidental charges as per standard practice and procedures including submission of load test report, furnishing all graph and chart etc. complete in all respects approved and accepted by the Engineer (Minimum two cyclic loading; one at service load and another cycle at 1.5 times the load of service load.). Before commencing load test, Contractor shall submit methodology for conducting load test to the E-I-C for approval. The Testing firm will be selected taking prior approval of procuring entity. The methodology of static load test and driving logs/ boring & pouring logs shall be the part of test report. Load Test and Report shall be conducted under the supervision of a professional Geotechnical Engineer registered in the Bangladesh Professional Engineers Registration Board (BPERB), Institute of Engineers Bangladesh (IEB). | 25 | 1 | 25 | each |  |  |  | 2: 0; 3: 0; 4: 0; 5: 0; 6: 0
2.9
|  | Total |  | 25
A6 | Pile Integrity Test PIT (Pile Integrity test) of cast-in-situ/pre-cast pile by a qualified and approved PIT expert, preparing the pile heads and placing a small accelerometer on the top of a pile while hitting the pile head with a small hammer. The shock wave traveling through the pile propagate with the velocity of sound in concrete which is 3000-3500 m/s approximately and data acquisition and analysis, preparation of results in standard forms and compiling final report with recommendation on the tests or as decided by the Engineer, as per approved method {Report shall contain driving log/Boring and pouring logs, graphs & statement on “Calibration pile” (pile that tested for its capacity and PIT done earlier on it, at a place of Known soil profiles), soil investigation report (Calibration pile shall be made and tested first)} Method statement for conducting PIT shall be submitted the Engineer for approval, and shall be the part of PIT report. for up to 10 nos piles | 25 | 3 | 75 |  |  |  |  | 2: 0; 3: 0; 4: 0; 5: 0; 6: 0; 7: 0
2.1
|  | Total |  | 75
A7 | Earthwork in excavation Earthwork in excavation of foundation trenches, including layout, by excavating earth to the lines, grades and elevation as shown in the drawing providing center lines, local bench mark pillars, fixing bamboo spikes and marking layout with chalk powder filling baskets, carrying and disposing of all excavated materials at a safe distance designated by the E-I-C in all types of soils except rocky, gravelly, slushy or organic soil, leveling, ramming, dressing and preparing the base, etc. all complete for an initial excavation depth of 2m and an initial lead not exceeding 20m, including arranging all necessary tools and equipment at work site, etc. complete as per direction of the E-I-C. | 25 | 290.9 | 7272.5 | cum |  |  |  | 2: 0; 3: 0; 4: 0; 5: 0; 6: 0
1.26
|  | Total |  | 7272.5
A8 | Sand filling Sand filling in foundation trenches and inside plinth with sand (minimum FM 0.50) in 150mm layers in/c leveling, watering and consolidating each layer up to finished level etc. all complete as per direction of the E-I-C. Dry density after compaction shall not be less than 95% of MDD (STD). | 25 | 271.43 | 6785.75 | cum |  |  |  | 2: 0; 3: 0; 4: 0; 5: 0; 6: 0
1.26
|  | Total |  | 6785.75
A9 | Back filling around the pile cap for inside shelter Earth filling inside plinth in 150mm layers with earth available within 90m of the building site, watering, leveling and consolidating each layer up to finished level, etc. all complete as per direction of the E-I-C.. Dry density after compaction shall not be less than 90% of MDD (STD). | 25 | 83.85 | 2096.25 | cum |  |  |  | 2: 0; 3: 0; 4: 0; 5: 0; 6: 0
1.28
|  | Total |  | 2096.25
A10 | Earth filling for site improvement around the shelter & below the shelter area with specified soil in/c supplying, carrying, filling by throwing earth in 150mm layers with carted earth carried by truck or any other means to be supplied at the contractor’s own cost etc. all complete as per direction of the E-I-C. (Carried from a distance beyond 200m). | 25 |  | 6504.8012 | cum |  |  |  | 2: 0; 3: 0; 4: 0; 5: 0; 6: 0
1.28
|  | Total |  | 6504.8012
A11 | Brick flat soling Single layer brick flat soling with 1st class or picked bricks, true to level, camber/super elevation and grade including carrying bricks, filling the interstices tightly with sand of minimum FM 0.80, etc. all complete as per direction of the E-I-C. | 25 | 560.11 | 14002.75 | sqm |  |  |  | 2: 0; 3: 0; 4: 0; 5: 0; 6: 0
3.4
|  | Total |  | 14002.75
A12 | CC works. Mass concrete work in foundation or floor with Portland Composite Cement(OPC)/PCC (CEM II/AM, 42.5N), sand (minimum FM 1.20) and 20mm down well graded 1st class/picked brick chips (LAA value not exceeding 38), including shuttering, mixing by concrete mixer machine, casting, laying compacting with mechanical vibrator machine and curing for the requisite period breaking bricks into chips etc. all complete as per direction of the E-I-C. Cylinder crushing strength of concrete should not be less than 10.5Mpa at 28 days of curing (suggested mix proportion 1:3:6). Additional quantity of Cement(OPC/PCC)to be added if required to attain the strength at the contractors own cost. Mass concrete in foundation (1:3:6) with Portland Composite Cement(OPC)/PCC (CEM II/AM, 42.5N), sand (minimum FM 1.20) and 20mm down well graded 1st class/picked brick chips. | 25 | 39.91 | 997.75 | cum |  |  |  | 2: 0; 3: 0; 4: 0; 5: 0; 6: 0
2.1
|  | Total |  | 997.75
A13 | Polythene sheet Providing single layer polythene sheet (0.18mm thick) weighing one kilogram per 6.5 square meter in floor or any where in ground floor underneath the Cement (OPC/PCC) concrete, etc. all complete as per specifications and direction of the E-I-C. | 25 | 1028 | 25700 | sqm |  |  |  | 2: 0; 3: 0; 4: 0; 5: 0; 6: 0
2.3
|  | Total |  | 25700
A14 | Brick work foundation Brick work with 1st class bricks in Cement/OPC/PCC mortar (1:6) in foundation and plinth with Portland Composite Cement/OPC/PCC (CEM II/AM, 42.5N) and best quality sand (minimum FM1.2), filling the interstices tightly with mortar, raking out joints, cleaning and soaking bricks at least for 24 hours before use, washing of sand, curing for requisite period, etc. all complete as per direction of the E-I-C. | 25 | 15.73 | 393.25 | cum |  |  |  | 2: 0; 3: 0; 4: 0; 5: 0; 6: 0
1.29
|  | Total |  | 393.25
A15 | Brick work of 1st class bricks in cement mortar (1:6) in superstructure with Portland Composite cementOPC/PCC (CEM II/AM, 42.5N) and best quality sand (minimum FM1.2) with uniform width and depth joints, true to vertical and horizontal lines, in/c raking out joints, filling interstices tightly with mortar, cleaning and soaking bricks at least for 24 hours before use, washing of sand, necessary scaffolding, curing for requisite period, etc. all complete as per direction of the E-I-C. Ground Floor | 25 | 9.459 | 236.475 | cum |  |  |  | 2: 0; 3: 0; 4: 0; 5: 0; 6: 0
1.29
|  | Total |  | 236.475
A16 | Brick work 125mm brick work with 1st class bricks in Cement/OPC/PCC mortar (1:4) with Portland Composite Cement/OPC (CEM II/AM, 42.5N) and best quality sand (minimum FM1.2) and making bond with connected walls with uniform width and depth joints, true to vertical and horizontal lines in/c necessary scaffolding, raking out joints, cleaning and soaking the bricks at least for 24 hours before use, washing of sand, curing for requisite period, etc. all complete as per direction of the E-I-C. Ground Floor | 25 | 53.34 | 1333.5 | sqm |  |  |  | 2: 0; 3: 0; 4: 0; 5: 0; 6: 0
1.29
|  | Total |  | 1333.5
A17 | RCC works.col. RCC: Mix Design 25MPa, Stone Chips (SC): Reinforced Cement concrete work with minimum Cement(OPC/PCC) content and maximum water Cement(OPC/PCC) ratio as specified by Laboratory through mix design having minimum required average compressive strength, f'cr = 33.5 Mpa and satisfying a specified compressive strength, f'c = 25 Mpa at 28 days on standard cylinder as per standard practice of Code AASHTO/ ASTM and Ordinary Portland Cement(OPC)/PCC conforming to BDS EN 197-1 : 2003 CEM-I 52.5N / ASTM C150 Type-1, high range water reducing chemical admixture of complying type F/G under ASTM C494 which is required to produce concrete of consistency by 12% or greater (flowing concrete) and for higher strength and intend to retard setting time of concrete. (Doses of admixture to be fixed by the mix design as per instruction of the Engineer) for smart dynamic concrete (i.e. Low fines self-compacting concrete), sand of minimum FM 2.20 and 20mm down well graded crushed stone chips broken from boulders (Preferably stone chips from Madhyapara, Dinajpur) (LAA value not exceeding 33) conforming to ASTM C33 and Aggregate Grading Appendix-3 LGED Schedule of Rates in/c cost of breaking chips, screening through proper sieves, cleaning and washing thoroughly, centering, shuttering in position with plain 16 BWG steel sheet fitted over 38mmx38mmx5mm MS angle and 25mmx5mm FI bar frame and 38mm/50mm steel or GI pipe props suitably braced and 12 BWG steel sheet plate box of proper size where required i/c cost of nuts, bolts, J-hooks etc, placing of reinforCement in position, mixing in mechanized a batching and mixing plant and pumping using line pump or boom placer, maintaining allowable slump of 75mm to 100mm casting in steel forms, compacting by Mechanical vibrators and tapered rods and curing at least for 28 days removing centering-shuttering after approved specified time period i/c cost of additional testing charges of materials and cylinders required etc all complete as per direction of the Engineer in charge (Excluding the cost of reinforCement and its fabrication welding, coupling, placing, binding etc. Additional quantity of Cement(OPC/PCC) to be added if required to attain the strength at the contractor's own cost) etc. all complete as per approval of the Engineer. The Mix Design shall have to be approved by the Central Quality Control Laboratory (CQCL), LGED or approved laboratory instruction by the Engineer before execution of the work. In pedestal, column, column capitals, lift wall and walls Below Plinth Level and in Ground Floor. | 25 | 28.34 | 708.5 | cum |  |  |  | 2: 0; 3: 0; 4: 0; 5: 0; 6: 0
2.1
|  | Total |  | 708.5
A18 | RCC works. cap RCC-25SCCM: Reinforced Cement concrete work with minimum Cement(OPC/PCC) content ralates to mix ratio 1:1.5:3 and maximum water Cement(OPC/PCC) ratio 0.4 having minimum required average strength, f'cr = 33.5 Mpa and satisfying a compressive strength f'c = 25 Mpa at 28 days on standard cylinders as per standard practice of Code AASHTO/ ASTM and Cement(OPC/PCC) conforming to BDS EN 197-1 : 2003 CEM-I 52.5N / ASTM C150 Type-1, high range water reducing admixture of complying type A or F under ASTM C 494 (Doses of admixture to be fixed by the mix design), sand of minimum FM 2.5 and 20mm down well graded crushed stone chips broken from boulders (Preferably stone chips from Madhyapara, Dinajpur, LAA value not exceeding 30) conforming to ASTM C33 including screening chips through proper sieves, cleaning, placing shutter in position, making shutter water-tight properly, placing reinforCement in position, mixing in standard mixture machine with hope, maintaining allowable slump of 75mm to 100mm, casting in forms, compacting by mechanical vibrator machine, curing for 28 days, removing centering-shuttering after approved specified time period, other incidental charges, etc. all complete as per drawing, specification & direction of the E-I-C. The cost of reinforcement and it's fabrication, welding, coupling, placing, binding etc. is not included but the cost of admixture is included in this unit rate. Additional quantity of Cement(OPC/PCC) to be added if required to attain the strength at the contractor's own cost. Note: Using Concrete Mixer For well caps, pile caps, abutment base, facing elements of Reinforced/ Mechanically Stabilized Earth Structure, bottom slab of Box Culvert etc. | 25 | 61.94 | 1548.5 | cum |  |  |  | 2: 0; 3: 0; 4: 0; 5: 0; 6: 0
2.1
|  | Total |  | 1548.5
A19 | RCC works.floor RCC: Mix Design 25MPa, Stone Chips (SC): Reinforced Cement concrete work with minimum Cement(OPC/PCC) content and maximum water Cement(OPC/PCC) ratio as specified by Laboratory through mix design having minimum required average compressive strength, f'cr = 33.5 Mpa and satisfying a specified compressive strength, f'c = 25 Mpa at 28 days on standard cylinder as per standard practice of Code AASHTO/ ASTM and Ordinary Portland Cement(OPC)/PCC conforming to BDS EN 197-1 : 2003 CEM-I 52.5N / ASTM C150 Type-1, high range water reducing chemical admixture of complying type F/G under ASTM C494 which is required to produce concrete of consistency by 12% or greater (flowing concrete) and for higher strength and intend to retard setting time of concrete. (Doses of admixture to be fixed by the mix design as per instruction of the Engineer) for smart dynamic concrete (i.e. Low fines self-compacting concrete), sand of minimum FM 2.20 and 20mm down well graded crushed stone chips broken from boulders (Preferably stone chips from Madhyapara, Dinajpur) (LAA value not exceeding 33) conforming to ASTM C33 and Aggregate Grading Appendix-3 LGED Schedule of Rates in/c cost of breaking chips, screening through proper sieves, cleaning and washing thoroughly, centering, shuttering in position with plain 16 BWG steel sheet fitted over 38mmx38mmx5mm MS angle and 25mmx5mm FI bar frame and 38mm/50mm steel or GI pipe props suitably braced and 12 BWG steel sheet plate box of proper size where required i/c cost of nuts, bolts, J-hooks etc, placing of reinforcement in position, mixing in mechanized a batching and mixing plant and pumping using line pump or boom placer, maintaining allowable slump of 75mm to 100mm casting in steel forms, compacting by Mechanical vibrators and tapered rods and curing at least for 28 days removing centering-shuttering after approved specified time period i/c cost of additional testing charges of materials and cylinders required etc all complete as per direction of the Engineer in charge (Excluding the cost of reinforCement and its fabrication welding, coupling, placing, binding etc. Additional quantity of Cement(OPC/PCC) to be added if required to attain the strength at the contractor's own cost) etc. all complete as per approval of the Engineer. The Mix Design shall have to be approved by the Central Quality Control Laboratory (CQCL), LGED or approved laboratory instruction by the Engineer before execution of the work. In individual and continuous footing of column, raft and floor slab at plinth level. | 25 | 58.99 | 1474.75 | cum |  |  |  | 2: 0; 3: 0; 4: 0; 5: 0; 6: 0
2.1
|  | Total |  | 1474.75
A20 | RCC works.Fnd. beam RCC: Mix Design 25MPa, Stone Chips (SC): Reinforced Cement concrete work with minimum Cement(OPC/PCC) content and maximum water Cement(OPC/PCC) ratio as specified by Laboratory through mix design having minimum required average compressive strength, f'cr = 33.5 Mpa and satisfying a specified compressive strength, f'c = 25 Mpa at 28 days on standard cylinder as per standard practice of Code AASHTO/ ASTM and Ordinary Portland Cement(OPC)/PCC conforming to BDS EN 197-1 : 2003 CEM-I 52.5N / ASTM C150 Type-1, high range water reducing chemical admixture of complying type F/G under ASTM C494 which is required to produce concrete of consistency by 12% or greater (flowing concrete) and for higher strength and intend to retard setting time of concrete. (Doses of admixture to be fixed by the mix design as per instruction of the Engineer) for smart dynamic concrete (i.e. Low fines self-compacting concrete), sand of minimum FM 2.20 and 20mm down well graded crushed stone chips broken from boulders (Preferably stone chips from Madhyapara, Dinajpur) (LAA value not exceeding 33) conforming to ASTM C33 and Aggregate Grading Appendix-3 LGED Schedule of Rates in/c cost of breaking chips, screening through proper sieves, cleaning and washing thoroughly, centering, shuttering in position with plain 16 BWG steel sheet fitted over 38mmx38mmx5mm MS angle and 25mmx5mm FI bar frame and 38mm/50mm steel or GI pipe props suitably braced and 12 BWG steel sheet plate box of proper size where required i/c cost of nuts, bolts, J-hooks etc, placing of reinforcement in position, mixing in mechanized a batching and mixing plant and pumping using line pump or boom placer, maintaining allowable slump of 75mm to 100mm casting in steel forms, compacting by Mechanical vibrators and tapered rods and curing at least for 28 days removing centering-shuttering after approved specified time period i/c cost of additional testing charges of materials and cylinders required etc all complete as per direction of the Engineer in charge (Excluding the cost of reinforCement and its fabrication welding, coupling, placing, binding etc. Additional quantity of Cement(OPC/PCC) to be added if required to attain the strength at the contractor's own cost) etc. all complete as per approval of the Engineer. The Mix Design shall have to be approved by the Central Quality Control Laboratory (CQCL), LGED or approved laboratory instruction by the Engineer before execution of the work. In foundation beam. (GB and Bracing beam) | 25 | 45.26 | 1131.5 | cum |  |  |  | 2: 0; 3: 0; 4: 0; 5: 0; 6: 0
2.1
|  | Total |  | 1131.5
A21 | RCC works. slab RCC: Mix Design 25MPa, Stone Chips (SC): Reinforced Cement concrete work with minimum Cement(OPC/PCC) content and maximum water Cement(OPC/PCC) ratio as specified by Laboratory through mix design having minimum required average compressive strength, f'cr = 33.5 Mpa and satisfying a specified compressive strength, f'c = 25 Mpa at 28 days on standard cylinder as per standard practice of Code AASHTO/ ASTM and Ordinary Portland Cement(OPC)/PCC conforming to BDS EN 197-1 : 2003 CEM-I 52.5N / ASTM C150 Type-1, high range water reducing chemical admixture of complying type F/G under ASTM C494 which is required to produce concrete of consistency by 12% or greater (flowing concrete) and for higher strength and intend to retard setting time of concrete. (Doses of admixture to be fixed by the mix design as per instruction of the Engineer) for smart dynamic concrete (i.e. Low fines self-compacting concrete), sand of minimum FM 2.20 and 20mm down well graded crushed stone chips broken from boulders (Preferably stone chips from Madhyapara, Dinajpur) (LAA value not exceeding 33) conforming to ASTM C33 and Aggregate Grading Appendix-3 LGED Schedule of Rates in/c cost of breaking chips, screening through proper sieves, cleaning and washing thoroughly, centering, shuttering in position with plain 16 BWG steel sheet fitted over 38mmx38mmx5mm MS angle and 25mmx5mm FI bar frame and 38mm/50mm steel or GI pipe props suitably braced and 12 BWG steel sheet plate box of proper size where required i/c cost of nuts, bolts, J-hooks etc, placing of reinforcement in position, mixing in mechanized a batching and mixing plant and pumping using line pump or boom placer, maintaining allowable slump of 75mm to 100mm casting in steel forms, compacting by Mechanical vibrators and tapered rods and curing at least for 28 days removing centering-shuttering after approved specified time period i/c cost of additional testing charges of materials and cylinders required etc all complete as per direction of the Engineer in charge (Excluding the cost of reinforCement and its fabrication welding, coupling, placing, binding etc. Additional quantity of Cement(OPC/PCC) to be added if required to attain the strength at the contractor's own cost) etc. all complete as per approval of the Engineer. The Mix Design shall have to be approved by the Central Quality Control Laboratory (CQCL), LGED or approved laboratory instruction by the Engineer before execution of the work. In Waffle or Ribbed floor/roof slab Ground Floor. | 25 | 53.1 | 1327.5 | cum |  |  |  | 2: 0; 3: 0; 4: 0; 5: 0; 6: 0
2.1
|  | Total |  | 1327.5
A22 | RCC works.drop wall RCC: Mix Design 25MPa, Stone Chips (SC): Reinforced Cement concrete work with minimum Cement(OPC/PCC) content and maximum water Cement(OPC/PCC) ratio as specified by Laboratory through mix design having minimum required average compressive strength, f'cr = 33.5 Mpa and satisfying a specified compressive strength, f'c = 25 Mpa at 28 days on standard cylinder as per standard practice of Code AASHTO/ ASTM and Ordinary Portland Cement(OPC)/PCC conforming to BDS EN 197-1 : 2003 CEM-I 52.5N / ASTM C150 Type-1, high range water reducing chemical admixture of complying type F/G under ASTM C494 which is required to produce concrete of consistency by 12% or greater (flowing concrete) and for higher strength and intend to retard setting time of concrete. (Doses of admixture to be fixed by the mix design as per instruction of the Engineer) for smart dynamic concrete (i.e. Low fines self-compacting concrete), sand of minimum FM 2.20 and 20mm down well graded crushed stone chips broken from boulders (Preferably stone chips from Madhyapara, Dinajpur) (LAA value not exceeding 33) conforming to ASTM C33 and Aggregate Grading Appendix-3 LGED Schedule of Rates in/c cost of breaking chips, screening through proper sieves, cleaning and washing thoroughly, centering, shuttering in position with plain 16 BWG steel sheet fitted over 38mmx38mmx5mm MS angle and 25mmx5mm FI bar frame and 38mm/50mm steel or GI pipe props suitably braced and 12 BWG steel sheet plate box of proper size where required i/c cost of nuts, bolts, J-hooks etc, placing of reinforcement in position, mixing in mechanized a batching and mixing plant and pumping using line pump or boom placer, maintaining allowable slump of 75mm to 100mm casting in steel forms, compacting by Mechanical vibrators and tapered rods and curing at least for 28 days removing centering-shuttering after approved specified time period i/c cost of additional testing charges of materials and cylinders required etc all complete as per direction of the Engineer in charge (Excluding the cost of reinforCement and its fabrication welding, coupling, placing, binding etc. Additional quantity of Cement(OPC/PCC) to be added if required to attain the strength at the contractor's own cost) etc. all complete as per approval of the Engineer. The Mix Design shall have to be approved by the Central Quality Control Laboratory (CQCL), LGED or approved laboratory instruction by the Engineer before execution of the work. In sunshade, cornice, railing, drop wall, louver and fins (Average 62mm to 87mm thick). Ground Floor. | 25 | 28.517 | 712.925 | cum |  |  |  | 2: 0; 3: 0; 4: 0; 5: 0; 6: 0
2.1
|  | Total |  | 712.925
A23 | RCC works.stair RCC: Mix Design 25MPa, Stone Chips (SC): Reinforced Cement concrete work with minimum Cement(OPC/PCC) content and maximum water Cement(OPC/PCC) ratio as specified by Laboratory through mix design having minimum required average compressive strength, f'cr = 33.5 Mpa and satisfying a specified compressive strength, f'c = 25 Mpa at 28 days on standard cylinder as per standard practice of Code AASHTO/ ASTM and Ordinary Portland Cement(OPC)/PCC conforming to BDS EN 197-1 : 2003 CEM-I 52.5N / ASTM C150 Type-1, high range water reducing chemical admixture of complying type F/G under ASTM C494 which is required to produce concrete of consistency by 12% or greater (flowing concrete) and for higher strength and intend to retard setting time of concrete. (Doses of admixture to be fixed by the mix design as per instruction of the Engineer) for smart dynamic concrete (i.e. Low fines self-compacting concrete), sand of minimum FM 2.20 and 20mm down well graded crushed stone chips broken from boulders (Preferably stone chips from Madhyapara, Dinajpur) (LAA value not exceeding 33) conforming to ASTM C33 and Aggregate Grading Appendix-3 LGED Schedule of Rates in/c cost of breaking chips, screening through proper sieves, cleaning and washing thoroughly, centering, shuttering in position with plain 16 BWG steel sheet fitted over 38mmx38mmx5mm MS angle and 25mmx5mm FI bar frame and 38mm/50mm steel or GI pipe props suitably braced and 12 BWG steel sheet plate box of proper size where required i/c cost of nuts, bolts, J-hooks etc, placing of reinforcement in position, mixing in mechanized a batching and mixing plant and pumping using line pump or boom placer, maintaining allowable slump of 75mm to 100mm casting in steel forms, compacting by Mechanical vibrators and tapered rods and curing at least for 28 days removing centering-shuttering after approved specified time period i/c cost of additional testing charges of materials and cylinders required etc all complete as per direction of the Engineer in charge (Excluding the cost of reinforCement and its fabrication welding, coupling, placing, binding etc. Additional quantity of Cement(OPC/PCC) to be added if required to attain the strength at the contractor's own cost) etc. all complete as per approval of the Engineer. The Mix Design shall have to be approved by the Central Quality Control Laboratory (CQCL), LGED or approved laboratory instruction by the Engineer before execution of the work. In Stair case slab and step Ground Floor. | 25 | 3.58 | 89.5 | cum |  |  |  | 2: 0; 3: 0; 4: 0; 5: 0; 6: 0
2.1
|  | Total |  | 89.5
A24 | MS rod. Supplying and fabrication of M.S High strength Ribbed or deformed bar reinforcement conforming to BDS ISO 6935-2:2006 (or standard subsequently released from BSTI) of required size and length for all types of RCC work in/c straightening removing rusts, cleaning, cutting, hooking, bending, binding or tieing with supply of 22 B.W.G. annealed binding wire double fold, placing in position in/c lapping, or welding wherever required as directed, anchoring to the adjoining members wherever necessary, spacing and securing them in position by proper size concrete cover blocks (1:1) supports, metal chairs, spacers, splices or laps etc. complete in/c cost of all materials, labour, local handling, cost includes necessary equipment and machinery, loading and unloading, transportation, all other necessary incidental charges including all leads and lifts etc. to complete the work as per specifications, design, drawings and direction of the E-I-C. (Undersize reinforcement will not be accepted under any circumstance. Measurement will be made based as length of bar on standard weight i.e. 77KN/m3 (BNBC Table 6.2.1) basis. Chairs, laps, Splice and separators will not be measures for payment. The cost of these remains inclusive in the unit rate). RB 400/400W: Ribbed bar or Deformed bar Produced and marked as BDS ISO 6935-2:2006 with minimum yield strength, fy(ReH)=400 MPa, but the actual yield strength based on mill tests dose not exceed fy by more than the 125 MPa and the ratio of actual ultimate strength, fu(Re) to to actual tensile yield strength (fy) shall be at least 1.25 and minimum total elongation after fracture (A565) & minimum total elongation and maximum force (Agt) is 16% and 2.5% respectively. | 25 |  | 1157036.15 | kg |  |  |  | 2: 0; 3: 0; 4: 0; 5: 0; 6: 0
2.6
|  | Total |  | 1157036.15
A25 | Fan hooks Supplying fan hook of 16mm dia MS rod (RB 300) (one meter long) having rounded hook at the middle of bar in proper size i/c. fabrication and fixing in position in all floors etc. all complete as per direction of the E-I-C. | 25 | 10 | 250 | each |  |  |  | 2: 0; 3: 0; 4: 0; 5: 0; 6: #VALUE!
2.6
|  | Total |  | 250
A26 | 12mm thick plaster Minimum 12mm thick Cement(OPC/PCC) plaster (1:6) with Portland Composite Cement(OPC/PCC) (CEM II/AM, 42.5N) and best quality sand (minimum FM1.2) to wall both inner and outer surface, finishing the corner and edges in/c washing of sand cleaning the surface, scaffolding and curing for the requisite period etc. all complete as per direction of the E-I-C. Ground floor. | 25 | 180.655 | 4516.375 | sqm |  |  |  | 2: 0; 3: 0; 4: 0; 5: 0; 6: 0
3.2.1
|  | Total |  | 4516.375
A27 | 6mm thick plaster Minimum 6mm thick Cement(OPC/PCC) plaster (1:4) with Portland Composite Cement(OPC)/PCC (CEM II/AM, 42.5N) and best quality sand (minimum FM1.2) to ceiling RCC columns, beams, surface of stair case, sunshades, cornices, railings, drop wall, louvers, fins and finishing the corners and edges in/c washing of sand cleaning the surface, scaffolding and curing for the requisite period etc. all complete as per direction of the E-I-C. Ground Floor. | 25 | 809.11 | 20227.75 | sqm |  |  |  | 2: 0; 3: 0; 4: 0; 5: 0; 6: 0
3.2.2
|  | Total |  | 20227.75
A28 | Patent stone 38mm thick patent stone floor (1:2:4) with Portland Composite cement (CEM II/AM, 42.5N), best quality coarse sand (minimum FM1.8) and 10mm down well graded crushed stone chips (Preferably stone chips from Madhyapara, Dinajpur) (LAA value not exceeding 33), in/c chips screening, mixing, laying the concrete in alternate panels, compacting and finishing the top with neat cement, curing for requisite period, etc. all complete as per direction of the E-I-C. | 25 | 444.9 | 11122.5 | sqm |  |  |  | 2: 0; 3: 0; 4: 0; 5: 0; 6: 0
2.1
|  | Total |  | 11122.5
A29 | Plastic paintPainting with plastic emulsion paint of best quality and approved colour in a seal container from authorized manufacturer. Applying each coat and successive coat is to be applied as per manufacturer special procedure, to wall and ceiling in two coats over a coat of priming coat of water sealer and ready mixed putty of approved brand. It applied on sand papered and cleaned surface and after drying applied sealer coat, 2 coats of ready mixed wall putty of approved brand, each coat dried and smoothened by sand papering. Applying plastic emulsion paint one vertical and one horizontal coat for each coat and successive coat is to be applied after drying up of previous coat by brush/roller/spray in/c cleaning the plinth, floors, doors, windows, portions and ventilators by washing, rubbing, as necessary and sand papering the surface and necessary scaffolding, etc. curing for the requisite period etc. all complete for all floors i/c cost of all materials as per direction of the E-I-C. | 25 | 635.41 | 15885.25 | sqm |  |  |  | 2: 0; 3: 0; 4: 0; 5: 0; 6: 0
3.4.2
|  | Total |  | 15885.25
A30 | Weather coatOn exterior surface applying as per manufacturer instruction specific coat of weather coat of approved quality and colour delivered from authorized local agent of the manufacturer in a sealed container. Applying one vertical and one horizontal coat for each coat and successive coat is to be applied after drying up of previous coat by brush/roller/spray in/c cleaning, washing, rubbing, as necessary and sand papering the surface and necessary scaffolding, etc. all complete for all floors i/c cost of all materials as per direction of the E-I-C. 3 coat | 25 | 337.863 | 8446.575 | sqm |  |  |  | 2: 0; 3: 0; 4: 0; 5: 0; 6: 0
3.4.10
|  | Total |  | 8446.575
A31 | Enamel paint Painting to door and window frames, shutters and any type of MS rod, FI bar, MS box, MS angle grill, gate etc. in two coats with synthetic enamel paint of best quality and approved colour over a coat of priming. Applying one vertical and one horizontal coat for each coat and successive coat is to be applied after drying up of previous coat by brush/roller/spray in/c cleaning, washing, rubbing, as necessary and sand papering the surface and necessary scaffolding, etc. all complete for all floors i/c cost of all materials as per direction of the E-I-C. | 25 | 18.755 | 468.875 | sqm |  |  |  | 2: 0; 3: 0; 4: 0; 5: 0; 6: 0
3.4.1
|  | Total |  | 468.875
A32 | Stair railing Manufacturing, supplying, fitting and fixing stair railing of any standard height with square box (vertically two nos. in each tread) made by thorough welding of two nos. 19mmx19mmx3mm MS angle in/c. providing wooden hand rail of 9675 sq.mm finished section, engraving each box 150mm in the concrete by 50mmx50mmx6mm anchor plate at base welding 38mmx6mm F.I. bar in inclined plain with the top of the box to fit in the grooved wooden rail by necessary screws in/c cutting grooves in concrete, mending good the damages with Cement/OPC/PCC Concrete (1:2:4) applying 1st class polish to hand rail, two coats of synthetic enamel paint of approved quality over a prime coat etc. finished in all respect for all floors as per direction of the E-I-C. (Exposed area of railing will be considered for measurement). With Silkarai wooden hand rail. | 25 | 6.3 | 157.5 | sqm |  |  |  | 2: 0; 3: 0; 4: 0; 5: 0; 6: 0
3.6.1
|  | Total |  | 157.5
A33 | Collapsible gate Manufacturing, supplying, fitting and fixing collapsible gate made of 20mmx20mmx3mm/25mmx25mmx3mm MS angle placed @112mm c/c vertically and connecting the same with each other with 20mmx3mm/25mmx3mm MS flat bar scissors 525mm/600mm long provided in three rows in/c cutting the different MS members to required sizes, fabricating, welding, riveting with required size rivets, providing required size wheels, pulling handles on both sides, suitable looking arrangement and finally placing the same in position in between two nos. 50mmx50mmx6mm MS Tee rail made by welding two nos. 50mmx6mm MS flat bar fitted and fixed at top and bottom with R.C.C. lintel/roof slab, floors and side wall with required nos. 150mm to 225mm long 38mmx6mm MS flat bar clamps one end welded with the gate member and the other end bifurcated and embedded in Cement(OPC/PCC) Concrete (1:2:4) in/c cutting holes and mending good the damages, painting two coats with approved synthetic enamel paint over a coat of anticorrosive painting etc. all complete as per drawing and design and direction of E-I-C. Collapsible gate made of 20mm x 20mm x 3mm M.S. angle as vertical member and 20mm x 3mm F.I bar as scissors. | 25 | 10.43 | 260.75 | sqm |  |  |  | 2: 0; 3: 0; 4: 0; 5: 0; 6: 0
|  | Total |  | 260.75
A34 | Sub-soil Investigation Sub-soil Investigation Except in special cases as deemed by the authority sub-soil exploration and testing to be executed only by the agencies having experience in the relevant field. Numbers and depth of Bore hole including necessary tests to be carried out as per advice of E-I-C. Mobilization and demobilization of boring equipment such as drilling rig, drilling pipes, drop hammer, tripod, pulley, chain, Wrench, sample collection devices tool and plants, tripod for temporary camp, other accessories and manpower at work site etc. all complete and accepted by the Engineer (with flat body truck for mounting Rig equipment). Note:-Boring hole and droping of hammer should be auto trip falling system. | 25 | 2 | 50 | site |  |  |  | 2: 0; 3: 0; 4: 0; 5: 0; 6: 0
2.7
|  | Total |  | 50
A35 | Admixture for 12mm plaster Anti-Salinity and Damp Profooing Admixture for 12mm thick Cement/OPC/PCC Plastering Work in proportion (1:6) on new surface: Supplying and applying specified type of chemicals such as Desalt-S01 and Foam-Lub or equivalent admixture, confirming the current chemical specification requirements like physical properties, uniformity & equivalence in composition etc. for treatment of anti-salinity, water & damp proofing, getting high work-abilities, better compatibility, vibration tolerance, void & porosity reducing, partially auto curing, etc. at inside, outside brick wall and concrete faces. Prepare a mixture with the proportion of 1 liter Desalt-S01, 10 liter Water and 25ml or 1 div Catalyst. Cleaning the surface properly and apply one coat of Desalt-S01 mixture with a jute brush or spray over the exposed concrete or brick surface (before plaster). Use the mixture within 2 hours of preparation. After that, prepare sand-Cement/OPC/PCC mortar for plastering work using admixture as Foam-lub 250ml with 50kg Cement/OPC/PCC. Initially 250ml Foam-lub for 1bag Cement/OPC/PCC is to be mixed with required amount of water which will be used in preparation of sand Cement/OPC/PCC mortar or doges mentioned in the manufacturer’s brochures and strictly following the recommendation and instruction, providing safety provision in all respect etc. all complete as per direction of the E-I-C. (Excluding cost of Plastering Work). Admixture | 25 | 180.655 | 4516.375 | sqm |  |  |  | 2: 0; 3: 0; 4: 0; 5: 0; 6: 0
|  | Total |  | 4516.375
A36 | Admixture for 6mm plaster Anti-Salinity and Damp Profooing Admixture for 6mm thick Cement Plastering Work in proportion (1:4) on new surface: Supplying and applying specified type of chemicals such as Desalt-S01 and Foam-Lub or equivalent admixture, confirming the current chemical specification requirements like physical properties, uniformity & equivalence in composition etc. for treatment of anti-salinity, water & damp proofing, getting high work-abilities, better compatibility, vibration tolerance, void & porosity reducing, partially auto curing, etc. at inside, outside brick wall and concrete faces. Prepare a mixture with proportion of 1 liter Desalt-S01, 10 liter Water and 25ml or 1 div Catalyst. Cleaning the surface properly and apply one coat of Desalt-S01 mixture with a jute brush or spray over the exposed concrete or brick surface (before plaster). Use the mixture within 2 hours of preparation. After that, prepare sand-Cement mortar for plastering work using admixture as Foam-lub 250ml with 50kg Cement(OPC/PCC). Initially 250ml Foam-lub for 1bag Cement is to be mixed with required amount of water which will be used in preparation of sand Cement mortar or doges mentioned in the manufacturer’s brochures and strictly following the recommendation and instruction, providing safety provision in all respect etc. all complete as per direction of the E-I-C. (Excluding cost of Plastering Work). Admixture | 25 | 749.54 | 18738.5 | sqm |  |  |  | 2: 0; 3: 0; 4: 0; 5: 0; 6: 0
|  | Total |  | 18738.5
A37 | Pumping and bailing out water. Pumping and bailing out water from the interior of any foundation enclosure of work site with all leads and lifts including supply, operation and maintenance of requisite number of water pumps, arrangements for protection of ringh bund and side slopes of foundation pit against erosion or washout etc. It should be carried out in such a manner as to preclude the possibility of the movement of water through or alongside any concrete being placed, etc. all complete as per direction of E-I-C. No pumping or bailing will be permitted during the placing of concrete. | 25 | 1 | 25 | each |  |  |  | 2: 0; 3: 0; 4: 0; 5: 0; 6: 0
1.27
|  | Total |  | 25
A38 | Providing Layout Providing Layout and carry over Bench Mark (BM) at site from nearby BM pillar, demarcating property lines, existing ground level (EGL), formation ground level (FGL), highest flood level (HFL), plinth level (PL). Setting and marking all pillars, markers, pegs etc. showing and maintaining reduced levels (RLs) including locating, establishing, protecting all public utilities within the premise of work and finally all to be presented in black and white etc. all complete as per direction of the E-I-C. | 25 | 340 | 8500 | sqm |  |  |  | 2: 0; 3: 0; 4: 0; 5: 0; 6: 0
|  | Total |  | 8500
A39 | Signboard Project Profile Signboard: Providing and maintenance one project profile signboard as per direction of E-I-C, to be placed at a suitable place of the site including submission of proposals for the materials & size of the signboards (recommended size: 1800mm x 1200 mm with 2 nos. 75mm dia. MS post, outer & inner frames of board shall be 50mm x 50mm x 5mm & 20mm x 25mm x 5 mm respectively ) and text layout to the engineer for approval which will be positioned as directed by the engineer and removing the same on completeion of the works or as instructed by the E-I-C. Sheeting will be made of encapsulated lens with retro-reflective type and messages/ borders will be screen printed. The text shall mention among others the name of the project, name of the implementing agency, cost of the project, completion time, name of the contractor etc. | 25 | 4.32 | 108 | sqm |  |  |  | 2: 0; 3: 0; 4: 0; 5: 0; 6: 0
|  | Total |  | 108
A40 | Writing of shelter name in Cement plaster(1:2) in direction of E.I.C. | 25 | 1 | 25 | each |  |  |  | 2: 0; 3: 0; 4: #VALUE!; 5: #VALUE!; 6: #VALUE!
|  | Total |  | 25
A41 | Plinth plaster & Harvest Tank Minimum 12mm thick Cement plaster (1:4) with Portland Composite Cement(OPC)/PCC (CEM II/AM, 42.5N) and best quality sand (minimum FM1.2) to dado, plinth wall up to 150mm below ground level, water tank or any where directed with neat Cement(OPC/PCC) finishing in/c washing of sand, racking out joint and picking up Cement morter i/c finishing the edges and corners and curing for the requisite period etc. all complete as per direction of the E-I-C. | 25 | 130.67 | 3266.75 | sqm |  |  |  | 2: 0; 3: 0; 4: 0; 5: 0; 6: 0
3.2.3
|  | Total |  | 3266.75
A42 | Expansion joints Constructing expansion joints 25mm/38mm gap in RCC floor or roof slab or beam provided with “V” folded copper/aluminium water stop sheet with loop, notch and inserted 75mm concrete shoulders, the gap being filled up with mixture of hot applied bituminous sealing compound etc. all complete as per direction of the E-I-C. (Excluding the cost of floor shoulders and floor finishes). With Aluminum sheet. | 25 | 2.4 | 60 | m |  |  |  | 2: 0; 3: 0; 4: 0; 5: 0; 6: 0
2.4
|  | Total |  | 60
A43 | Flag stand Supplying ,fitting and fixing in position flag stand with 40mm dia MS pipe including flag hooks and standerd size Bangladeshi plag. Bottom fixed in 1st class brick and (1:2:4) cc work base all complete as per design and direction of the E.I.C. | 25 | 1 | 25 | each |  |  |  | 2: 0; 3: 0; 4: 0; 5: #VALUE!; 6: 0
|  | Total |  | 25
A44 | Working labour shed (size 30'x20') with tin roofing ,Tarza fencing and brick soling flooring as per requirement and direction of the E.I.C. | 25 | 1 | 25 | each |  |  |  | 2: 0; 3: 0; 4: #VALUE!; 5: #VALUE!; 6: #VALUE!
|  | Total |  | 25
A45 | Making Site Office Providing and removing temporary site office for Engineer’s staff and Contractor’s staff in a location approved by the Engineer with tin shed building on sound foundation having a minimum 45 square meter net clear internal floor area (at least 15 square meter for Engineer’s staff)and number of roomsincluding toilets with required numberof doors and windows, constructed with 250mm thick brick pillar and 125mm thick wall in 1:6 cement mortar including plastering with C.I. sheet roofing and a protective ceiling made of hard board and timber to the satisfaction of the Engineer, floor being 75mm thick lean concrete with 30mm thick mortar on the top with a neat cement finish to give a smooth look, providing uninterrupted power supply, water supply,table, chairs, commode, basins, fans, lighting facilities, consumable etc. all complete for official use by Engineer’s staff and Contractor’s staff as per instruction of the Engineer. | 25 | 1 | 25 | each |  |  |  | 2: 0; 3: 0; 4: 0; 5: #VALUE!; 6: #VALUE!
|  | Total |  | 25
A46 | Making Raised platform at ground floor & curtain hooks at undernith of Beam as per drawing and design and direction of the EIC. | 25 | 1 | 25 | each |  |  |  | 2: 0; 3: 0; 4: #VALUE!; 5: #VALUE!; 6: #VALUE!
|  | Total |  | 25
A47 | Dismantling of existing Bldg.Dismantle and removal of the existing school by taking out the materials of the building ,the salvaged materials from the old shed finally shall be handed over to the school management committee.The contractor should visit the site to visualize the quantity of materials will be salvaged all complete as per dirction of the E.I.C. | 25 |  | 3518 | sqm |  |  |  | 2: 0; 3: 0; 4: 0; 5: 0; 6: 0
|  | Total |  | 3518
A48 | Making a temporary shed (size-75'x20') if required for schooling with tin roof, Tarza fencing,brick soling flooring and class running other facilities as per direction of the EIC. | 25 |  | 17 | each |  |  |  | 2: 0; 3: 0; 4: #VALUE!; 5: #VALUE!; 6: #VALUE!
|  | Total |  | 17
A49 | Palisading work RCC (P+DP)-PW : Palisading work with Double pre-cast RCC (1:1.5:3) plate (1050 mm x 600 mm x 75 mm ) fitted with RCC (1:1.5:3) POST OF 150 mm x 150 mm, 3 m long, 0.9 m center to center to be driven 2/3rd of the total length (3m) of the post made of 20 mm down graded brick chips. Pre-cast plate to be fitted with RCC post fixed necessary nuts and bolts at driving of post supplying all necessary nuts and bolts etc... all complete in all respect as per approved drawing (Road Design Standards - 2005, Plate UPR - UNR-EM1-2-1)/ enumerated in Appendix - 6 , specification and direction of the Engineer in charge. Measurement will made on center to distance of the post. | 25 |  | 45 | m |  |  |  | 2: 0; 3: 0; 4: 0; 5: 0; 6: 0
|  | Total |  | 45
A50 | Making groove in plaster on outside wall of various wide and depth i/c finishing the corners and edges including washing of sand, cleaning the surface, scaffolding and curing for requisite period etc. all complete as per drawing and direction of the E-I-C (excluding the cost of cement plaster). 50mm X 6mm size | 25 | 245 | 6125 | m
|  | Total |  | 6125
A51 | Providing cork sheet/ polythene sheet in expansion joints of concrete works including supply of all materials etc. complete as per direction of E-I-C. 20 mm thick sheet and fill in the gape with bitumen and sand mix,minimum 1" thick all through over corck sheet. | 25 | 87.5 | 2187.5 | m
|  | Total |  | 2187.5
A52 | Supplying, fitting and fixing in position of 9mm thick and 230mm wide PVC water stop (3 bulb type) having minimum strength of 13.80 N/mm2 at 225% elongation and of approved grade and quality in contraction and expansion joints with necessary arrangements for modification in shuttering and support arrangements for keeping the water stop in position during casting etc. all complete as per design, specification and direction of the E-I-C. | 25 | 27 | 675 | m
|  | Total |  | 675
Sub Total Bill A - Civil Work of the Building Up to First Floor | [8 empty] | 0 | 0 | #VALUE! | #VALUE! | #VALUE! | 0 | 0 | 0 | 0 | 0 | 0 | 0 | 0 | 0 | 0 | 0 | 0 | 0 | 0 | 0 | 0 | 0 | 0 | 0 | 0 | 0 | 0 | 0 | 0 | 0 | 0 | 0 | 0 | 0 |  | 0 | 0 | 0 | 0 | 0 | 0 | 0 | 0 | 0 | 0 | 0 | 0 | 0 | 0 | 0 | 0 | 0 | 0 | 0 | 0 | 0 | 0 | #VALUE!

## Bill-B
BID Package No. LGED/MDSP/CHI/14-15/NW-03-B
Bill B -Civil Work of the Building (1st Floor to Top)
SL.No & Spec.no. | Description | Shelter option -1, 25 No. | Unit Quantity | Quantity | Unit | Unit Rate |  | Total Amount (in Tk.) | #REF! | #REF! | #REF! | #REF! | #REF! | #REF! | #REF! | #REF! | #REF! | #REF! | #REF! | #REF! | #REF! | #REF! | #REF! | #REF! | #REF! | #REF! | #REF! | #REF! | #REF! | #REF! | #REF! | #REF! | #REF! | #REF! | #REF! | #REF! | #REF! | #REF! | #REF! | #REF! | #REF! | #REF! | #REF! | #REF! | #REF! | #REF! | #REF! | #REF! | #REF! | #REF! | #REF! | #REF! | #REF! | #REF! | #REF! | #REF! | #REF! | #REF! | #REF! | #REF! | #REF! | #REF! | #REF! | #REF! | #REF!
[6 empty] | In figure (Taka) | In words (Taka)
B1 | RCC works for col. RCC: Mix Design 25MPa, Stone Chips (SC): Reinforced cement concrete work with minimum cement content and maximum water cement ratio as specified by Laboratory through mix design having minimum required average compressive strength, f'cr = 33.5 Mpa and satisfying a specified compressive strength, f'c = 25 Mpa at 28 days on standard cylinder as per standard practice of Code AASHTO/ ASTM and Ordinary Portland Cement / PCC conforming to BDS EN 197-1 : 2003 CEM-I 52.5N / ASTM C150 Type-1, high range water reducing chemical admixture of complying type F/G under ASTM C494 which is required to produce concrete of consistency by 12% or greater (flowing concrete) and for higher strength and intend to retard setting time of concrete. (Doses of admixture to be fixed by the mix design as per instruction of the Engineer) for smart dynamic concrete (i.e. Low fines self-compacting concrete), sand of minimum FM 2.20 and 20mm down well graded crushed stone chips broken from boulders (Preferably stone chips from Madhyapara, Dinajpur) (LAA value not exceeding 33) conforming to ASTM C33 and Aggregate Grading Appendix-3 LGED Schedule of Rates in/c cost of breaking chips, screening through proper sieves, cleaning and washing thoroughly, centering, shuttering in position with plain 16 BWG steel sheet fitted over 38mmx38mmx5mm MS angle and 25mmx5mm FI bar frame and 38mm/50mm steel or GI pipe props suitably braced and 12 BWG steel sheet plate box of proper size where required i/c cost of nuts, bolts, J-hooks etc, placing of reinforcement in position, mixing in mechanized a batching and mixing plant and pumping using line pump or boom placer, maintaining allowable slump of 75mm to 100mm casting in steel forms, compacting by Mechanical vibrators and tapered rods and curing at least for 28 days removing centering-shuttering after approved specified time period i/c cost of additional testing charges of materials and cylinders required etc all complete as per direction of the Engineer in charge (Excluding the cost of reinforcements and its fabrication welding, coupling, placing, binding etc. Additional quantity of cement to be added if required to attain the strength at the contractor's own cost) etc. all complete as per approval of the Engineer. The Mix Design shall have to be approved by the Central Quality Control Laboratory (CQCL), LGED or approved laboratory instruction by the Engineer before execution of the work. In pedestal, column, column capitals, lift wall and walls Add for each additional floor up to 5th Floor. | 25 | 26.21 | 655.25 | cum |  |  |  | 0 | 0 | 0 | 0 | 0
2.1
|  | Total |  | 655.25
B2 | Brick works 125mm brick work with 1st class bricks in cement mortar (1:4) with Portland Composite cement (CEM II/AM, 42.5N) and best quality sand (minimum FM1.2) and making bond with connected walls with uniform width and depth joints, true to vertical and horizontal lines in/c necessary scaffolding, raking out joints, cleaning and soaking the bricks at least for 24 hours before use, washing of sand, curing for requisite period, etc. all complete as per direction of the E-I-C.Add for each additional floor up to 5th floor | 25 | 207.29 | 5182.25 | sqm |  |  |  | 0 | 0 | 0 | 0 | 0
1.29
|  | Total |  | 5182.25
B3 | RCC works slab RCC: Mix Design 25MPa, Stone Chips (SC): Reinforced cement concrete work with minimum cement content and maximum water cement ratio as specified by Laboratory through mix design having minimum required average compressive strength, f'cr = 33.5 Mpa and satisfying a specified compressive strength, f'c = 25 Mpa at 28 days on standard cylinder as per standard practice of Code AASHTO/ ASTM and Ordinary Portland Cement / PCC conforming to BDS EN 197-1 : 2003 CEM-I 52.5N / ASTM C150 Type-1, high range water reducing chemical admixture of complying type F/G under ASTM C494 which is required to produce concrete of consistency by 12% or greater (flowing concrete) and for higher strength and intend to retard setting time of concrete. (Doses of admixture to be fixed by the mix design as per instruction of the Engineer) for smart dynamic concrete (i.e. Low fines self-compacting concrete), sand of minimum FM 2.20 and 20mm down well graded crushed stone chips broken from boulders (Preferably stone chips from Madhyapara, Dinajpur) (LAA value not exceeding 33) conforming to ASTM C33 and Aggregate Grading Appendix-3 LGED Schedule of Rates in/c cost of breaking chips, screening through proper sieves, cleaning and washing thoroughly, centering, shuttering in position with plain 16 BWG steel sheet fitted over 38mmx38mmx5mm MS angle and 25mmx5mm FI bar frame and 38mm/50mm steel or GI pipe props suitably braced and 12 BWG steel sheet plate box of proper size where required i/c cost of nuts, bolts, J-hooks etc, placing of reinforcement in position, mixing in mechanized a batching and mixing plant and pumping using line pump or boom placer, maintaining allowable slump of 75mm to 100mm casting in steel forms, compacting by Mechanical vibrators and tapered rods and curing at least for 28 days removing centering-shuttering after approved specified time period i/c cost of additional testing charges of materials and cylinders required etc all complete as per direction of the Engineer in charge (Excluding the cost of reinforcements and its fabrication welding, coupling, placing, binding etc. Additional quantity of cement to be added if required to attain the strength at the contractor's own cost) etc. all complete as per approval of the Engineer. The Mix Design shall have to be approved by the Central Quality Control Laboratory (CQCL), LGED or approved laboratory instruction by the Engineer before execution of the work. In roof slab of all types, cantilever slab and drop panels (excluding floor slab of ground floor at plinth level). Add for each additional floor up to 5th Floor | 25 | 84.01 | 2100.25 | cum |  |  |  | 0 | 0 | 0 | 0 | 0
2.1
|  | Total |  | 2100.25
B4 | RCC works drop wall RCC: Mix Design 25MPa, Stone Chips (SC), : Reinforced cement concrete work with minimum cement content and maximum water cement ratio as specified by Laboratory through mix design having minimum required average compressive strength, f'cr = 33.5 Mpa and satisfying a specified compressive strength, f'c = 25 Mpa at 28 days on standard cylinder as per standard practice of Code AASHTO/ ASTM and Ordinary Portland Cement / PCC conforming to BDS EN 197-1 : 2003 CEM-I 52.5N / ASTM C150 Type-1, high range water reducing chemical admixture of complying type F/G under ASTM C494 which is required to produce concrete of consistency by 12% or greater (flowing concrete) and for higher strength and intend to retard setting time of concrete. (Doses of admixture to be fixed by the mix design as per instruction of the Engineer) for smart dynamic concrete (i.e. Low fines self-compacting concrete), sand of minimum FM 2.20 and 20mm down well graded crushed stone chips broken from boulders (Preferably stone chips from Madhyapara, Dinajpur) (LAA value not exceeding 33) conforming to ASTM C33 and Aggregate Grading Appendix-3 LGED Schedule of Rates in/c cost of breaking chips, screening through proper sieves, cleaning and washing thoroughly, centering, shuttering in position with plain 16 BWG steel sheet fitted over 38mmx38mmx5mm MS angle and 25mmx5mm FI bar frame and 38mm/50mm steel or GI pipe props suitably braced and 12 BWG steel sheet plate box of proper size where required i/c cost of nuts, bolts, J-hooks etc, placing of reinforcement in position, mixing in mechanized a batching and mixing plant and pumping using line pump or boom placer, maintaining allowable slump of 75mm to 100mm casting in steel forms, compacting by Mechanical vibrators and tapered rods and curing at least for 28 days removing centering-shuttering after approved specified time period i/c cost of additional testing charges of materials and cylinders required etc all complete as per direction of the Engineer in charge (Excluding the cost of reinforcements and its fabrication welding, coupling, placing, binding etc. Additional quantity of cement to be added if required to attain the strength at the contractor's own cost) etc. all complete as per approval of the Engineer. The Mix Design shall have to be approved by the Central Quality Control Laboratory (CQCL), LGED or approved laboratory instruction by the Engineer before execution of the work. In sunshade, cornice, railing, drop wall, louver and fins (Average 62mm to 87mm thick). Add for each additional floor upto 5th floor | 25 | 47.793 | 1194.825 | cum |  |  |  | 0 | 0 | 0 | 0 | 0
2.1
|  | Total |  | 1194.825
B5 | RCC works stair RCC: Mix Design 25MPa, Stone Chips (SC) : Reinforced cement concrete work with minimum cement content and maximum water cement ratio as specified by Laboratory through mix design having minimum required average compressive strength, f'cr = 33.5 Mpa and satisfying a specified compressive strength, f'c = 25 Mpa at 28 days on standard cylinder as per standard practice of Code AASHTO/ ASTM and Ordinary Portland Cement / PCC conforming to BDS EN 197-1 : 2003 CEM-I 52.5N / ASTM C150 Type-1, high range water reducing chemical admixture of complying type F/G under ASTM C494 which is required to produce concrete of consistency by 12% or greater (flowing concrete) and for higher strength and intend to retard setting time of concrete. (Doses of admixture to be fixed by the mix design as per instruction of the Engineer) for smart dynamic concrete (i.e. Low fines self-compacting concrete), sand of minimum FM 2.20 and 20mm down well graded crushed stone chips broken from boulders (Preferably stone chips from Madhyapara, Dinajpur) (LAA value not exceeding 33) conforming to ASTM C33 and Aggregate Grading Appendix-3 LGED Schedule of Rates in/c cost of breaking chips, screening through proper sieves, cleaning and washing thoroughly, centering, shuttering in position with plain 16 BWG steel sheet fitted over 38mmx38mmx5mm MS angle and 25mmx5mm FI bar frame and 38mm/50mm steel or GI pipe props suitably braced and 12 BWG steel sheet plate box of proper size where required i/c cost of nuts, bolts, J-hooks etc, placing of reinforcement in position, mixing in mechanized a batching and mixing plant and pumping using line pump or boom placer, maintaining allowable slump of 75mm to 100mm casting in steel forms, compacting by Mechanical vibrators and tapered rods and curing at least for 28 days removing centering-shuttering after approved specified time period i/c cost of additional testing charges of materials and cylinders required etc all complete as per direction of the Engineer in charge (Excluding the cost of reinforcements and its fabrication welding, coupling, placing, binding etc. Additional quantity of cement to be added if required to attain the strength at the contractor's own cost) etc. all complete as per approval of the Engineer. The Mix Design shall have to be approved by the Central Quality Control Laboratory (CQCL), LGED or approved laboratory instruction by the Engineer before execution of the work. In Stair case slab and step Add for each additional floor up to 5th Floor | 25 | 7.84 | 196 | cum |  |  |  | 0 | 0 | 0 | 0 | 0
2.1
|  | Total |  | 196
B6 | MS rod. Supplying and fabrication of M.S High strength Ribbed or deformed bar reinforcement conforming to BDS ISO 6935-2:2006 (or standard subsequently released from BSTI) of required size and length for all types of RCC work in/c straightening removing rusts, cleaning, cutting, hooking, bending, binding or tieing with supply of 22 B.W.G. annealed binding wire double fold, placing in position in/c lapping, or welding wherever required as directed, anchoring to the adjoining members wherever necessary, spacing and securing them in position by proper size concrete cover blocks (1:1) supports, metal chairs, spacers, splices or laps etc. complete in/c cost of all materials, labour, local handling, cost includes necessary equipment and machinery, loading and unloading, transportation, all other necessary incidental charges including all leads and lifts etc. to complete the work as per specifications, design, drawings and direction of the E-I-C. (Undersize reinforcement will not be accepted under any circumstance. Measurement will be made based as length of bar on standard weight i.e. 77KN/m3 (BNBC Table 6.2.1) basis. Chairs, laps, Splice and separators will not be measures for payment. The cost of these remains inclusive in the unit rate). RB 400/400W: Ribbed bar or Deformed bar Produced and marked as BDS ISO 6935-2:2006 with minimum yield strength, fy(ReH)=400 MPa, but the actual yield strength based on mill tests dose not exceed fy by more than the 125 MPa and the ratio of actual ultimate strength, fu(Re) to to actual tensile yield strength (fy) shall be at least 1.25 and minimum total elongation after fracture (A565) & minimum total elongation and maximum force (Agt) is 16% and 2.5% respectively. | 25 | 14475.37 | 361884.25 | kg |  |  |  | 0 | 0 | 0 | 0 | 0
2.6
|  | Total |  | 361884.25
B7 | Brick works. Brick work of 1st class bricks in cement mortar (1:6) in superstructure with Portland Composite cement (CEM II/AM, 42.5N) and best quality sand (minimum FM1.2) with uniform width and depth joints, true to vertical and horizontal lines, in/c raking out joints, filling interstices tightly with mortar, cleaning and soaking bricks at least for 24 hours before use, washing of sand, necessary scaffolding, curing for requisite period, etc. all complete as per direction of the E-I-C. Add for each additional floor up to 5th floor | 25 | 48.23 | 1205.75 | cum |  |  |  | 0 | 0 | 0 | 0 | 0
1.29
|  | Total |  | 1205.75
B8 | Fan hooks. Supplying fan hook of 16mm dia MS rod (RB 300) (one meter long) having rounded hook at the middle of bar in proper size i/c. fabrication and fixing in position in all floors etc. all complete as per direction of the E-I-C. | 25 | 20 | 500 | each |  |  |  | 0 | 0 | 0 | 0 | #VALUE!
2.6
|  | Total |  | 500
B9 | Plaster(12mm) Minimum 12mm thick cement plaster (1:6) with Portland Composite cement (CEM II/AM, 42.5N) and best quality sand (minimum FM1.2) to wall both inner and outer surface, finishing the corner and edges in/c washing of sand cleaning the surface, scaffolding and curing for the requisite period etc. all complete as per direction of the E-I-C. Add for each additional floor for 5th floor | 25 | 800.671 | 20016.775 | sqm |  |  |  | 0 | 0 | 0 | 0 | 0
3.2.1
|  | Total |  | 20016.775
B10 | Plaster (6mm) Minimum 6mm thick cement plaster (1:4) with Portland Composite cement (CEM II/AM, 42.5N) and best quality sand (minimum FM1.2) to ceiling RCC columns, beams, surface of stair case, sunshades, cornices, railings, drop wall, louvers, fins and finishing the corners and edges in/c washing of sand cleaning the surface, scaffolding and curing for the requisite period etc. all complete as per direction of the E-I-C. Ground Floor | 25 | 1870.49 | 46762.25 | sqm |  |  |  | 0 | 0 | 0 | 0 | 0
3.2.2
|  | Total |  | 46762.25
B11 | Patent stone (For& roof top ramp) 25mm thick patent stone floor (1:2:4) with Portland Composite cement (CEM II/AM, 42.5N), best quality coarse sand (minimum FM1.8) and 10mm down well graded crushed stone chips (Preferably stone chips from Madhyapara, Dinajpur) (LAA value not exceeding 33), in/c chips screening, mixing, laying the concrete in alternate panels, compacting and finishing the top with neat cement, curing for requisite period, etc. all complete as per direction of the E-I-C. | 25 | 395.75 | 9893.75 | sqm |  |  |  | 0 | 0 | 0 | 0 | 0
3.1.1
|  | Total |  | 9893.75
B12 | Patent stone (1st floor) 38mm thick patent stone floor (1:2:4) with Portland Composite cement (CEM II/AM, 42.5N), best quality coarse sand (minimum FM1.8) and 10mm down well graded crushed stone chips (Preferably stone chips from Madhyapara, Dinajpur) (LAA value not exceeding 33), in/c chips screening, mixing, laying the concrete in alternate panels, compacting and finishing the top with neat cement, curing for requisite period, etc. all complete as per direction of the E-I-C. | 25 | 299.53 | 7488.25 | sqm
2.1
|  | Total |  | 7488.25
B13 | Painting with plastic emulsion paint of best quality and approved colour in a seal container from authorized manufacturer. Applying each coat and successive coat is to be applied as per manufacturer special procedure, to wall and ceiling in two coats over a coat of priming coat of water sealer and ready mixed putty of approved brand. It applied on sand papered and cleaned surface and after drying applied sealer coat, 2 coats of ready mixed wall putty of approved brand, each coat dried and smoothened by sand papering. Applying plastic emulsion paint one vertical and one horizontal coat for each coat and successive coat is to be applied after drying up of previous coat by brush/roller/spray in/c cleaning the plinth, floors, doors, windows, portions and ventilators by washing, rubbing, as necessary and sand papering the surface and necessary scaffolding, etc. curing for the requisite period etc. all complete for all floors i/c cost of all materials as per direction of the E-I-C. | 25 | 1375.81 | 34395.25 | sqm |  |  |  | 0 | 0 | 0 | 0 | 0
3.4.2
|  | Total |  | 34395.25
B14 | On exterior surface applying as per manufacturer instruction specific coat of weather coat of approved quality and colour delivered from authorized local agent of the manufacturer in a sealed container. Applying one vertical and one horizontal coat for each coat and successive coat is to be applied after drying up of previous coat by brush/roller/spray in/c cleaning, washing, rubbing, as necessary and sand papering the surface and necessary scaffolding, etc. all complete for all floors i/c cost of all materials as per direction of the E-I-C. 3 coat | 25 | 967.666 | 24191.65 | sqm |  |  |  | 0 | 0 | 0 | 0 | 0
3.4.10
|  | Total |  | 24191.65
B15 | Enamel paint Painting to door and window frames, shutters and any type of MS rod, FI bar, MS box, MS angle grill, gate etc. in two coats with synthetic enamel paint of best quality and approved colour over a coat of priming. Applying one vertical and one horizontal coat for each coat and successive coat is to be applied after drying up of previous coat by brush/roller/spray in/c cleaning, washing, rubbing, as necessary and sand papering the surface and necessary scaffolding, etc. all complete for all floors i/c cost of all materials as per direction of the E-I-C. | 25 | 199.65 | 4991.25 | sqm |  |  |  | 0 | 0 | 0 | 0 | 0
3.4.1
|  | Total |  | 4991.25
B16 | Stair railing Manufacturing, supplying, fitting and fixing stair railing of any standard height with square box (vertically two nos. in each tread) made by thorough welding of two nos. 19mmx19mmx3mm MS angle in/c. providing wooden hand rail of 9675 sq.mm finished section, engraving each box 150mm in the concrete by 50mmx50mmx6mm anchor plate at base welding 38mmx6mm F.I. bar in inclined plain with the top of the box to fit in the grooved wooden rail by necessary screws in/c cutting grooves in concrete, mending good the damages with Cement Concrete (1:2:4) applying 1st class polish to hand rail, two coats of synthetic enamel paint of approved quality over a prime coat etc. finished in all respect for all floors as per direction of the E-I-C. (Exposed area of railing will be considered for measurement). With Silkarai wooden hand rail | 25 | 11.55 | 288.75 | sqm |  |  |  | 0 | 0 | 0 | 0 | 0
3.6.1
|  | Total |  | 288.75
B17 | Collapsible gate Manufacturing, supplying, fitting and fixing collapsible gate made of 20mmx20mmx3mm/25mmx25mmx3mm MS angle placed @112mm c/c vertically and connecting the same with each other with 20mmx3mm/25mmx3mm MS flat bar scissors 525mm/600mm long provided in three rows in/c cutting the different MS members to required sizes, fabricating, welding, riveting with required size rivets, providing required size wheels, pulling handles on both sides, suitable looking arrangement and finally placing the same in position in between two nos. 50mmx50mmx6mm MS Tee rail made by welding two nos. 50mmx6mm MS flat bar fitted and fixed at top and bottom with R.C.C. lintel/roof slab, floors and side wall with required nos. 150mm to 225mm long 38mmx6mm MS flat bar clamps one end welded with the gate member and the other end bifurcated and embedded in Cement Concrete (1:2:4) in/c cutting holes and mending good the damages, painting two coats with approved synthetic enamel paint over a coat of anticorrosive painting etc. all complete as per drawing and design and direction of E-I-C. Collapsible gate made of 20mm x 20mm x 3mm M.S. angle as vertical member and 20mm x 3mm F.I bar as scissors. | 25 | 17.808 | 445.2 | sqm |  |  |  | 0 | 0 | 0 | 0 | 0
|  | Total |  | 445.2
B18 | Admixture for 12mm plaster Anti-Salinity and Damp Profooing Admixture for 12mm thick cement Plastering Work in proportion (1:6) on new surface: Supplying and applying specified type of chemicals such as Desalt-S01 and Foam-Lub or equivalent admixture, confirming the current chemical specification requirements like physical properties, uniformity & equivalence in composition etc. for treatment of anti-salinity, water & damp proofing, getting high work-abilities, better compatibility, vibration tolerance, void & porosity reducing, partially auto curing, etc. at inside, outside brick wall and concrete faces. Prepare a mixture with the proportion of 1 liter Desalt-S01, 10 liter Water and 25ml or 1 div Catalyst. Cleaning the surface properly and apply one coat of Desalt-S01 mixture with a jute brush or spray over the exposed concrete or brick surface (before plaster). Use the mixture within 2 hours of preparation. After that, prepare sand-cement mortar for plastering work using admixture as Foam-lub 250ml with 50kg cement. Initially 250ml Foam-lub for 1bag cement is to be mixed with required amount of water which will be used in preparation of sand cement mortar or doges mentioned in the manufacturer’s brochures and strictly following the recommendation and instruction, providing safety provision in all respect etc. all complete as per direction of the E-I-C. (Excluding cost of Plastering Work). | 25 | 800.68 | 20017 | sqm |  |  |  | 0 | 0 | 0 | 0 | 0
|  | Total |  | 20017
B19 | Admixture for 6mm plaster Anti-Salinity and Damp Profooing Admixture for 6mm thick cement Plastering Work in proportion (1:4) on new surface: Supplying and applying specified type of chemicals such as Desalt-S01 and Foam-Lub or equivalent admixture, confirming the current chemical specification requirements like physical properties, uniformity & equivalence in composition etc. for treatment of anti-salinity, water & damp proofing, getting high work-abilities, better compatibility, vibration tolerance, void & porosity reducing, partially auto curing, etc. at inside, outside brick wall and concrete faces. Prepare a mixture with proportion of 1 liter Desalt-S01, 10 liter Water and 25ml or 1 div Catalyst. Cleaning the surface properly and apply one coat of Desalt-S01 mixture with a jute brush or spray over the exposed concrete or brick surface (before plaster). Use the mixture within 2 hours of preparation. After that, prepare sand-cement mortar for plastering work using admixture as Foam-lub 250ml with 50kg cement. Initially 250ml Foam-lub for 1bag cement is to be mixed with required amount of water which will be used in preparation of sand cement mortar or doges mentioned in the manufacturer’s brochures and strictly following the recommendation and instruction, providing safety provision in all respect etc. all complete as per direction of the E-I-C. (Excluding cost of Plastering Work). | 25 | 1870.49 | 46762.25 | sqm |  |  |  | 0 | 0 | 0 | 0 | 0
|  | Total |  | 46762.25
B20 | Supplying fitting and fixing steel door shutter with 18 BWG MS sheet/plain plate hinged to RCC columns reinforcement with 38mmx38mmx5mm MS Angle and 25mmx6mm flat bar stiffener etc. all complete as per drawing and direction of E-I-C. | 25 | 11.55 | 288.75 | sqm |  |  |  | 0 | 0 | 0 | 0 | #VALUE!
3.12
|  | Total |  | 288.75
B21 | Window grill Supplying, fitting and fixing window grills of any design made of mild steel F.I bar inner section (20mmx5mm) with outer frame of F.I. bar (25mmx6mm), fabricating, welding of each point, cost of electricity, workshop charge, carriage, fixing with M.S. clamps or steel royal bolt in walls/RCC member painting with two coats of synthetic enamel paint over a coat of anticorrosive priming for all floors etc. all complete as per direction of the E-I-C. (Total wt. per m2 should be 14.00 kg. For each kg excess or less add or deduct, as the case may be, @Tk.125.00 per kg) | 25 | 123.881 | 3097.025 | sqm |  |  |  | 0 | 0 | 0 | 0 | 0
3.11
|  | Total |  | 3097.025
B22 | Wooden frame Supplying and making door and window frames with seasoned wood of required size in/c painting two coats of coal tar to the surface in contact with wall, fitted and fixed in position and mending good any damage (All sizes of wood are finished) for all floors etc. all complete as per direction of the E-I-C. Silkarai/Chikrashi wood | 25 | 0.349 | 8.725 | cum |  |  |  | 0 | 0 | 0 | 0 | 0
3.5.1
|  | Total |  | 8.725
B23 | Door shutter(wooden) Supplying, fitting and fixing 38mm thick well matured natural seasoned solid wooden door shutter (minimum 250mm wide plank) having top rail style of sections (100mmx38mm) lock rail (125mmx38mm) and bottom rail (225mmx38mm), closed joints and provided with best quality 4 nos. 100mm iron hinges, 2 nos. best quality 12mm dia 300mm and 225mm long iron tower and socket bolts, 2 nos. heavy type nickel plated handle, hinge cleats, buffer blocks and finished with sand papering for all floors etc. all complete as per direction of the E-I-C. (Single leaf door. All sizes of wood are finished). Mehagoni wood | 25 | 12.18 | 304.5 | sqm |  |  |  | 0 | 0 | 0 | 0 | 0
3.5.1
|  | Total |  | 304.5
B24 | Aluminium sliding window Supplying, fitting and fixing of aluminum sliding window as per the U.S. Architectural Aluminum Manufacturer’s Association (AAMA) standard specification having 1.5mm thick outer bottom. EDF sections all aluminum members will be anodized to aluminum bronze/silver color with a coat not less than 15 microns in thickness and density of 4mg/cm2 etc. in/c all accessories like handle, locks (Japan), roller, stopper etc. Including fitting and fixing 10mm thick tempered glass with 10mm provision EDF aluminum section in/c neoprene, sealant for all floors etc. complete in all respect as per drawing and direction of the E-I-C. | 25 | 89 | 2225 | sqm |  |  |  | 0 | 0 | 0 | 0 | 0
3.5.3
|  | Total |  | 2225
B25 | Floor tiles Supplying, fitting and fixing GP (Homogeneous) glazed floor tiles irrespective of colour or design (country made) on 20mm thick cement mortar (1:2) with Portland Composite cement (CEM II/AM, 42.5N) and best quality sand (minimum FM1.2) base, raking out the joints and filling with white cement in/c cleaning the existing surface, cutting, shaping and laying the tiles in proper way, level and finishing with care, etc. all complete as per direction of the E-I-C. GP (Homogeneous) 400x400 mm size glazed floor tiles | 25 | 230.12 | 5753 | sqm |  |  |  | 0 | 0 | 0 | 0 | 0
3.1.3
|  | Total |  | 5753
B26 | Wall tiles Supplying, fitting and fixing glazed wall tiles of different size irrespective of colour or design (country made) on 20mm thick cement mortar (1:3) with Portland Composite cement (CEM II/AM, 42.5N) and best quality sand (minimum FM1.2) base, raking out the joints and filling with white cement in/c cleaning the existing surface, cutting, shaping and laying the tiles in proper way, level and finishing with care, etc. all complete as per direction of the E-I-C. Glazed wall tiles tiles less than or equivalent to 250mmx330mm in size | 25 | 111.9 | 2797.5 | sqm |  |  |  | 0 | 0 | 0 | 0 | 0
3.2.6
|  | Total |  | 2797.5
B27 | Homogeneous floor tiles Supplying, fitting and fixing GP (Homogeneous) glazed floor tiles irrespective of colour or design (country made) on 20mm thick cement mortar (1:2) with Portland Composite cement (CEM II/AM, 42.5N) and best quality sand (minimum FM1.2) base, raking out the joints and filling with white cement in/c cleaning the existing surface, cutting, shaping and laying the tiles in proper way, level and finishing with care, etc. all complete as per direction of the E-I-C.GP (Homogeneous) 300x300 mm size glazed floor tiles | 25 | 29.884 | 747.1 | sqm |  |  |  | 0 | 0 | 0 | 0 | 0
3.1.3
|  | Total |  | 747.1
B28 | Water Proofing of New Roof/UGWR/OHWT/ Retaing wall (Average 16mm thick) : Providing and applying of average 16mm thick (8mm x 2 layer) on an roof top Izonil Cemplus Plaster in proportion (1:2.4) with Izonil (Izonil Cemplus), best quality medium sand 50% (minimum FM=1.5) & Coarse sand 50% ( minimum FM=2.50) including Cement grouting [PCC (CEM-II)], and applied fiber glass mesh (size of fiber glass mesh 10mm x 10mm grid & weight 110g/sqm and the overlaping of fiber glass mesh should be minimum 100mm) including surface preparation, mixing concrete, laying with proper slope, cost of all materials, labour and transportation to the site, finishing the edges and corners, curing for the requisite period etc. all complete as per drawing, specification and direction of the E-I-C. | 25 | 358.9 | 8972.5 | sqm |  |  |  | 0 | 0 | #VALUE! | 0 | #VALUE!
2.1
|  | Total |  | 8972.5
B29 | Supplying, fitting and fixing door frame with MS angle (38mmx38mmx6mm), fixing, 250mm long 6 nos. of iron clamps of same size (one end bifurcated) with vertical members of the frame, fixing the frame in wall with cement concrete (1:2:4) in Portland Composite cement CEM II/AM, 42.5N), best quality sand (minimum FM1.8) and 20mm down well graded 1st class brick chips, mending good damages, fixing 3 nos. of 100mm size iron hinges with the vertical members of the frame for single leaf shutter, painting all iron faces in 2 coats over a coat of priming with enamel paint of approved colour and quality, in/c cutting, sizing, welding for all floors, etc. all complete as per plan and direction of the E-I-C. | 25 | 34.9 | 872.5 | m
3.8
|  | Total |  | 872.5
B30 | Drip course Providing drip course/nosing/throating at the edge of sunshade or cornice with cement mortar (1:2) with Portland Composite cement (CEM II/AM, 42.5N) and best quality sand (minimum FM1.2) in/c. scaffolding, curing at least for 7 days etc. all complete for all floors as per direction of the E-I-C . | 25 | 192 | 4800 | m |  |  |  | 0 | 0 | 0 | 0 | #VALUE!
3.2.4
|  | Total |  | 4800
B31 | Black board Providing chalk board (Black board) for class room of any size and made of 1/2" thick sand cement plaster of propotion (1:3) on wall finished smooth with black oxaide etc. all complete as per direction of the E.I.C. | 25 | 17.852 | 446.3 | sqm |  |  |  | 0 | 0 | 0 | 0 | #VALUE!
|  | Total |  | 446.3
B32 | Admix Water Profooing & Heat Reducing Admixture for Concrete Screeding over Roof Slab : Supplying and applying specified type of chemicals such as Desalt-S01 and Foam-Lub (Meta) or equivalent admixture, confirming the current chemical specification requirements like physical properties, uniformity & equivalence in composition etc. for treatment of water & damp proofing, heat reducing, shrinkage factor controlling of heat of hydration and other thermal affecting factors, thermal insulation, controlling setting time, getting high work-abilities, better compatibility, vibration tolerance, void & porosity reducing, partially auto curing, etc. at roof top of building. First of all prepare a mixture with the proportion of 1 liter Desalt-S01, 10 liter Water and 25ml or 1 div Catalyst. Cleaning the surface properly and apply one coat of Desalt-S01 mixture with a jute brush or spray over the roof surface. Use the mixture within 2 hours of preparation. Secondly, prepare another mixture of curdy-dense grout and apply it before applying patent stone with the proportion of 2 liters Foam-Lub (Meta), 40 liters Water and 1 bag or 50 kg cement. Apply one coat of prepared curdy-dense grout with a broom on all over the roof surface. Finally prepare patent stone concrete/concrete screeding using 500ml Foam-lub (Meta) with 50kg cement. Initially 500ml Foam-lub (meta) for 1bag cement is to be mixed with required amount of water which will be used in preparation of patent stone concrete or doges mentioned in the manufacturer’s brochures and strictly following the recommendation and instruction, providing safety provision in all respect etc. all complete as per direction of the E-I-C. (Excluding cost of 38mm thick Concrete Screeding (1:1.5:3)). | 25 | 327.54 | 8188.5 | sqm |  |  |  | 0 | 0 | 0 | 0 | 0
|  | Total |  | 8188.5
B33 | Dado plaster & Top ,bott.harvest Tank Minimum 12mm thick cement plaster (1:4) with Portland Composite cement (CEM II/AM, 42.5N) and best quality sand (minimum FM1.2) to dado, plinth wall up to 150mm below ground level, water tank or any where directed with neat cement finishing in/c washing of sand, racking out joint and picking up cement morter i/c finishing the edges and corners and curing for the requisite period etc. all complete as per direction of the E-I-C. | 25 | 100.48 | 2512 | sqm |  |  |  | 0 | 0 | 0 | 0 | 0
3.2.3
|  | Total |  | 2512
B34 | Railing Providing verandah railing or any where directed with 40mm or 50mm dia 2.9mm wall thickness GI pipe hand rail welded with 12~15mm dia of 2.35~2.3mm wall thickness GI pipe post fixed vertically @125mm c/c. 75mm of the bottom of the pipes to be embedded in floor with 50mmx50mmx6mm MS base plate welded at bottom, all complete in/c making necessary grooves in floor, packing the post with cement concrete (1:2:4), mending good all damages, finishing etc. all complete as per plan and direction of E-I-C. (Exposed area of railing will considered towards measurement) For 40mm dia of 2.9mm wall thickness GI pipe hand rail | 25 | 14.175 | 354.375 | sqm |  |  |  | 0 | 0 | 0 | 0 | 0
3.11
|  | Total |  | 354.375
B35 | Tiles Supplying, fitting and fixing country made floor tiles/skirting irrespective of color or design, with adhesives in full thickness of tiles ,filler/tiles grout in/c cutting, shaping and laying the tiles in proper way, level and finishing with care, etc. all complete as per direction of the E-I-C. GP (Homogenous) 300mm x 300 mm glazed tiles on skirting | 25 | 29.88 | 747 | sqm |  |  |  | 0 | 0 | 0 | 0 | 0
3.1.3
|  | Total |  | 747
B36 | Making and supplying in position for live stock barrier with 75mm dia GI pipe with all complete as per direction of the E.I.C. | 25 | 89 | 2225 | m |  |  |  | 0 | 0 | #VALUE! | #VALUE! | #VALUE!
|  | Total |  | 2225
B37 | Supplying ,Making and fixing in position M.S ladder for cleaning the water tank at roof top as per drawing,design and direction of the E.I.C | 25 | 2 | 50 | each |  |  |  | 0 | 0 | #VALUE! | #VALUE! | #VALUE!
3.8
|  | Total |  | 50
B38 | Tiles work stair step Supplying, fitting and fixing 305mmx305mm size floor (stair step) tiles on 20mm thick cement mortar (1:2) with Portland Composite cement (CEM II/AM, 42.5N) and best quality sand (minimum FM1.2) base, raking out the joints and filling with white cement in/c cleaning the existing surface, cutting, shaping and laying the tiles in proper way, level and finishing with care, etc. all complete as per direction of the E-I-C. | 25 | 82.31 | 2057.75 | sqm |  |  |  | 0 | 0 | 0 | 0 | 0
3.2.6
|  | Total |  | 2057.75
B39 | Mass concrete work in foundation or floor with Portland Composite Cement (CEM II/AM, 42.5N), sand (minimum FM 1.20) and 20mm down well graded 1st class/picked brick chips (LAA value not exceeding 38), including shuttering, mixing by concrete mixer machine, casting, laying compacting with mechanical vibrator machine and curing for the requisite period breaking bricks into chips etc. all complete as per direction of the E-I-C. Cylinder crushing strength of concrete should not be less than 17Mpa at 28 days of curing (suggested mix proportion 1:2:4). Additional quantity of cement to be added if required to attain the strength at the contractors own cost. Mass concrete in floor (1:2:4) with Portland Composite Cement (CEM II/AM, 42.5N), sand (minimum FM 1.20) and 20mm down well graded 1st class/picked brick chips. | 25 | 0.495 | 12.375 | cum
|  | Total |  | 12.375
B40 | FBECR: Extra over item code: 5.06.01 for providing Fusion Bonded Epoxy Coating (FBEC) to reinforcement bars as per ASTM A775/ BDS ISO 14654: 2013 specification for a coating thickness (after curing) of 175 to 300 microns for 10mm to 16mm and 175 to 400 microns for 20mmm to 50mm re-bars including extra cost on account of careful handling during straightening, cutting, bending & placing, extra cost on account of using PVC coated binding wire instead of G.I. wire, extra cost on account of touch-up material (All cut edges/weld areas and bend locations where coating has been damaged touch up shall be done with same paint, the upper thickness limit shall not apply to repaired areas of damaged coating) supplied by coating agency and repair work, extra cost on account of transportation to and fro from steel yard to plant and plant to work site by trailer (if required), loading, unloading, flexibility & holiday testing, including all taxes, etc. complete to ensure proper resistance of FBE against corrosive environment. [Fusion Bonded Epoxy Coating to be proposed only in Coastal Area/Severe Exposure Condition with prior approval of Design Unit, LGED.] 8mm to 12mm (Top floor only) | 25 | 1630.85 | 40771.25 | cum
|  | Total |  | 40771.25
Sub Total Bill B - Civil Work of the Building.(1st Floor to Top) | [8 empty] | 0 | 0 | #VALUE! | #VALUE! | #VALUE! | #VALUE! | (B)

## Bill-C
BID Package No. LGED/MDSP/CHI/14-15/NW-03-B
Bill C -Civil Work of the Building (1st Floor to Top)
SL.No & Spec.no. | Description | Shelter option -1, 25 No. | Unit Quantity | Quantity | Unit | Unit Rate |  | Total Amount (in Tk.) | #REF! | #REF! | #REF! | #REF! | #REF! | #REF! | #REF! | #REF! | #REF! | #REF! | #REF! | #REF! | #REF! | #REF! | #REF! | #REF! | #REF! | #REF! | #REF! | #REF! | #REF! | #REF! | #REF! | #REF! | #REF! | #REF! | #REF! | #REF! | #REF! | #REF! | #REF! | #REF! | #REF! | #REF! | #REF! | #REF! | #REF! | #REF! | #REF! | #REF! | #REF! | #REF! | #REF! | #REF! | #REF! | #REF! | #REF! | #REF! | #REF! | #REF! | #REF! | #REF! | #REF! | #REF! | #REF! | #REF! | #REF!
[6 empty] | In figure (Taka) | In words (Taka)
C1 | Supply and fixing of galvanized anchor bolts of variable dia for rigid frame conforming to ASTM F1554 Grade 55, Galvanized to A153, Class C or equivalent with minimum yield strength of 380 MPa, as per manual of steel construction by American Institute of Steel Construction (AISC) etc. including the cost of washer & bolts, material testing etc. all complete as per drawing, specification and direction of the Engineer-in-charge. | 25 | 941 | 23525 | kg
C2 | Supply, fabrication and installation of built-up sections i.e. columns, beams, rafters, bracings etc. from steel plates conforming to ASTM A572, with a minimum yield strength of 345 MPa, including the cost of testing of plates, applicaton of red/grey-oxide primer etc. all complete as per drawing, specification and direction of Engineer-in-charge. | 25 | 61210 | 1530250 | kg
C3 | Supply and fixing of connection bolts of variable diameter with nut and washer according to "ASTM A325 Type 1 or equivalent” with Fu =720 Mpa, including the cost of testing of bolts, all complete as per drawing, specification and direction of Engineer-In-Charge. | 25 | 1250 | 31250 | kg
C4 | Supplying and fixing of shear stud of variable dia conforming to ASTM A108 or equivalent with minimum yield strength of 275 MPa, including the cost testing, welding etc. all complete as per drawing, specification and direction of Engineer-in-charge. | 25 | 420 | 10500 | kg
C5 | Supply and installation of 0.70 mm thick galvanized decking panel according to ASTM A653, with minimum yield strength of 345 MPa, including all necessry accessories (sheeting screws with washers, sealants etc.), testing of materials etc. all complete as per drawing, specification and direction of Engineer-in-charge. | 25 | 7985 | 199625 | kg
C6 | Supply and application of corrosion protection paint to the surface of the structural steel members conforming to SA 2.5; Steel members to be shot blasted inside the enclosed shot blasting chamber, final coat paint must be applied on site after installation, including the cost of primer, testing and necessaey accessories, all complete as per drawing, specification and direction of Engineer-in-charge. | 25 | 34500 | 862500 | kg
C7 | Premium synthetic enamel paint of approved best quality and colour delivered from authorized local agent of the manufacturer(Berger robbialac supergloss synthetic enamel/Elite lucky seven/ Asian apcolipe premium paint or equivalent brand) in a sealed container, having highly water resistant, high bondibilty and flexiblity property; using specified brand thinner applying to metallic surface by spray machine in two coats over single coat anti-corrosive coating including cleaning, drying, making free from dirt, grease, wax, removing all chalked and scaled materials, all complete in all floors accepted by the Engineer-in-charge. (payment shall be made on srface area basis) | 25 | 845 | 21125 | sqm
C8 | Supply and pouring of non-shrink grout to steel column bases conforming to ASTM C 109 having compressive strength not less than 45 MPa, including the cost of shutter and necessary accessories, all complete as per drawing, specification and direction of Engineer-in-charge. | 25 | 0.5 | 12.5 | cum
Sub Total Bill C - Civil Work of the Building.(1st Floor to Top) | [8 empty] | #REF! | #REF! | #REF! | #REF! | #REF! | #REF! | (B)

## Bill-D
BID Package No. LGED/MDSP/CHI/14-15/NW-03-B
Bill- D - CIVIL WORKS- for Internal Road Work (Length=50m).
SL.No & Spec.no. | Description | Shelter option -1, 25 No. | Unit Quantity | Quantity | Unit | Unit Rate |  | Total Amount (in Tk.) | #REF! | #REF! | #REF! | #REF! | #REF! | #REF! | #REF! | #REF! | #REF! | #REF! | #REF! | #REF! | #REF! | #REF! | #REF! | #REF! | #REF! | #REF! | #REF! | #REF! | #REF! | #REF! | #REF! | #REF! | #REF! | #REF! | #REF! | #REF! | #REF! | #REF! | #REF! | #REF! | #REF! | #REF! | #REF! | #REF! | #REF! | #REF! | #REF! | #REF! | #REF! | #REF! | #REF! | #REF! | #REF! | #REF! | #REF! | #REF! | #REF! | #REF! | #REF! | #REF! | #REF! | #REF! | #REF! | #REF! | #REF!
[6 empty] | In figure (Taka) | In words (Taka)
D1 | Earthfill for Internal Road work. Earth filling work with specified soil in any type of embankment including cutting, carrying, filling by throwing earth in layers not more than 150mm in each layer in proper alignment, grade, camber and side slope in all types of soil except rocky, gravelly and slushy including benching not more than 30cm in vertical and 60cm in horizontal steps along the sides while widening any embankment, etc. all complete as per the direction of E-I-C. Earth shall be arranged by the contractor at his own cost and it will include all necessary lead & lift. Payment will be made on compacted volume. | 25 | 37.22 | 930.5 | cum |  |  |  | 0 | 0 | 0 | 0 | 0
1.28
|  | Total |  | 930.5
D2 | Box cutting BC(300mm): Earth work in box cutting on road crest up to 300mm depth, maintaining proper grade, camber and alignment, super elevation on curves, removing soil to a safe distance, watering, if necessary, spreading the excavated earth on road flanks and slopes uniformly including leveling, dressing, compacting the sub-grade by manual labour, etc. all complete as per direction of the E-I-C. | 25 | 122 | 3050 | sqm |  |  |  | 0 | 0 | 0 | 0 | 0
|  | Total |  | 3050
D3 | Sand fill for Internal Road bed Sand (FM 0.50) filling on the road bed in the improved sub-grade with sand free from dust, earth, other vegetable growth and foreign materials including supplying all materials, spreading, watering, compacting by appropriate mechanical means to obtain a minimum soaked CBR 8% at minimum compaction 100% of MDD (Modified), etc. all complete as per direction of the E-I-C. | 25 | 18.3 | 457.5 | cum |  |  |  | 0 | 0 | 0 | 0 | 0
1.26
|  | Total |  | 457.5
D4 | Soling for Internal Road Single layer brick flat soling with 1st class or picked jhama bricks, true to level, camber/super elevation and grade including carrying bricks, filling the interstices tightly with sand of minimum FM 0.80, etc. all complete as per direction of the E-I-C. | 25 | 122 | 3050 | sqm |  |  |  | 0 | 0 | 0 | 0 | 0
3.4
|  | Total |  | 3050
D5 | End edging for Internal Road Brick on end edging (125mm across) with 1st class/picked jhama bricks including cutting trenches true to level & grade including removing earth, re-filling & ramming the sides properly & filling the gaps with local sand, etc. all complete as per direction of the E-I-C. | 25 | 100 | 2500 | m |  |  |  | 0 | 0 | 0 | 0 | 0
3.3
|  | Total |  | 2500
D6 | R.C.C (1:2:4) for Internal Road. Mass concrete work in foundation with Portland cement/PCC, sand (minimum FM 1.80) and 1st class/picked jhama brick chips 20mm down graded (LAA value not exceeding 40), including shuttering, mixing by concrete mixer machine, casting, laying compacting and curing for the requisite period breaking bricks into chips etc. all complete as per direction of the E-I-C. Cylinder crushing strength of concrete should not be less than 170kg/cm2 at 28 days of curing ( mix proportion 1:2:4). Additional quantity of cement to be added if required to attain the strength at the contractors own cost. | 25 | 12.2 | 305 | cum |  |  |  | 0 | 0 | 0 | 0 | 0
2.1
|  | Total |  | 305
D7 | 2 Layers polyethylene sheet below soling of Internal Road. Providing polythene sheet (0.18mm thick) underneath the brick soling below concrete floor or foundation wherever asked in the drawing, etc. all complete as per specifications and direction of the E-I-C. | 25 | 122 | 3050 | sqm |  |  |  | 0 | 0 | 0 | 0 | 0
2.3
|  | Total |  | 3050
D8 | MS rod. Supplying and fabrication of M.S High strength Ribbed or deformed bar reinforcement conforming to BDS ISO 6935-2:2006 (or standard subsequently released from BSTI) of required size and length for all types of RCC work in/c straightening removing rusts, cleaning, cutting, hooking, bending, binding or tieing with supply of 22 B.W.G. annealed binding wire double fold, placing in position in/c lapping, or welding wherever required as directed, anchoring to the adjoining members wherever necessary, spacing and securing them in position by proper size concrete cover blocks (1:1) supports, metal chairs, spacers, splices or laps etc. complete in/c cost of all materials, labour, local handling, cost includes necessary equipment and machinery, loading and unloading, transportation, all other necessary incidental charges including all leads and lifts etc. to complete the work as per specifications, design, drawings and direction of the E-I-C. (Undersize reinforcement will not be accepted under any circumstance. Measurement will be made based as length of bar on standard weight i.e. 77KN/m3 (BNBC Table 6.2.1) basis. Chairs, laps, Splice and separators will not be measures for payment. The cost of these remains inclusive in the unit rate). RB 400/400W: Ribbed bar or Deformed bar Produced and marked as BDS ISO 6935-2:2006 with minimum yield strength, fy(ReH)=400 MPa, but the actual yield strength based on mill tests dose not exceed fy by more than the 125 MPa and the ratio of actual ultimate strength, fu(Re) to to actual tensile yield strength (fy) shall be at least 1.25 and minimum total elongation after fracture (A565) & minimum total elongation and maximum force (Agt) is 16% and 2.5% respectively. | 25 | 582.1 | 14552.5 | kg |  |  |  | 0 | 0 | 0 | 0 | 0
2.6
|  | Total |  | 14552.5
Sub Total Bill D - Civil Work of the Internal Road Work. | [8 empty] | 0 | 0 | 0 | 0 | 0 | 0 | (C)

## Bill-E
BID Package No. LGED/MDSP/CHI/14-15/NW-03-B
Bill E:PLUMBING & SANITARY WORKS
SL.No & Spec.no. | Description | Shelter option -1, 25 No. | Unit Quantity | Quantity | Unit | Unit Rate |  | Total Amount (in Tk.) | #REF! | #REF! | #REF! | #REF! | #REF! | #REF! | #REF! | #REF! | #REF! | #REF! | #REF! | #REF! | #REF! | #REF! | #REF! | #REF! | #REF! | #REF! | #REF! | #REF! | #REF! | #REF! | #REF! | #REF! | #REF! | #REF! | #REF! | #REF! | #REF! | #REF! | #REF! | #REF! | #REF! | #REF! | #REF! | #REF! | #REF! | #REF! | #REF! | #REF! | #REF! | #REF! | #REF! | #REF! | #REF! | #REF! | #REF! | #REF! | #REF! | #REF! | #REF! | #REF! | #REF! | #REF! | #REF! | #REF! | #REF!
[6 empty] | In figure (Taka) | In words (Taka)
E1 | Long Oriental Pan Supplying, fitting and fixing superior quality Asian Water Closet (Long Oriental Pan) with foot rest of vitreous China and preparing the base of pan with cement concrete (1:2:4) and with wire net or rods including making holes wherever required and mending good the damages, supplying Asian cistern and fitting fixing the same in position with C.I. brackets including supplying best quality 40mm dia PVC flush pipe with brass coupling (not exceeding 1.80m in length), 12mm dia plastic connection pipe with brass coupling, 12mm dia brass stop cock, 12mm dia ball cock and pulling chain etc. all complete as per direction of the E-I-C. | 25 | 5 | 125 | Each |  |  |  | 0 | 0 | 0 | 0 | 0
3.22
|  | Total |  | 125
E2 | Supplying, fitting and fixing "BISF STANDARD" glazed vitreous Wash Hand Basin (Model-213, size-450x405x180mm, Bowl size-375x275x136mm) including fitting fixing the same in position with heavy type C.I. brackets, 44mm dia PVC waste water pipe with brass coupling (not exceeding 750mm in length), 12mm dia plastic connection pipe with brass coupling, 12mm dia brass stop cock, 12mm dia C.P. pillar cock, 30mm dia C.P. Basin waste with chain plug including making holes in walls and floors and fitting with royal plug, screws and mending good the damages etc. all complete as per direction of the E-I-C. White "BISF STANDARD | 25 | 6 | 150 | Each |  |  |  | 0 | 0 | 0 | 0 | 0
3.22
|  | Total |  | 150
E3 | Bib cock Supplying, fitting and fixing best quality and heavy type bib cock, and Two in one Bib cock of brass or cromium plated or special quality plastic materials made with leak proof and fixing in position with selected tape etc. all complete as per direction of the E-I-C. 12mm dia C.P. Bib Cock | 25 | 14 | 350 | Each |  |  |  | 0 | 0 | 0 | 0 | 0
3.22
|  | Total |  | 350
E4 | Stop Cock Supplying, fitting and fixing best quality Stop Cock of fully brass or cromium plated materials made with leak proof and fixing in position with selected tape etc. all complete as per direction of the E-I-C. 12mm dia C.P. Stop Cock (thread type) | 25 | 12 | 300 | Each |  |  |  | 0 | 0 | 0 | 0 | 0
3.22
|  | Total |  | 300
E5 | Pillar Cock Supplying, fitting and fixing 12mm dia C.P. Pillar Cock of fully brass or cromium plated materials made with leak proof and fixing in position with selected tape etc. all complete as per direction of the E-I-C. 12mm dia C.P. long Pillar Cock. Best quality | 25 | 8 | 200 | Each |  |  |  | 0 | 0 | 0 | 0 | 0
3.22
|  | Total |  | 200
E6 | Toilet paper holder Supplying, fitting and fixing toilet paper holder fitted with rowel plug and screw including making holes in walls by drill machine and mending good the damages etc. all complete as per direction of the E-I-C. White porcelain "BISF STANDARD" (Size: 150mmx150mmx126mm) | 25 | 6 | 150 | Each |  |  |  | 0 | 0 | 0 | 0 | 0
3.22
|  | Total |  | 150
E7 | Glass plate Shelf Supplying, fitting and fixing Glass plate Shelf (600mmx125mm) of 5mm thick glass with fancy C.P. brackets, screws and frames fitted with rowel plug and screw including making holes in walls by drill machine and mending good the damages etc. all complete as per direction of the E-I-C. Super quality (white) | 25 | 6 | 150 | Each |  |  |  | 0 | 0 | 0 | 0 | 0
3.22
|  | Total |  | 150
E8 | Towel rail Supplying, fitting and fixing Towel rail with holder fitted with rowel plug and screw including making holes in walls by drill machine and mending good the damages etc. all complete as per direction of the E-I-C. C.P. Towel rail (Size : 600mmx20mm) with C.P. holder (Super quality) | 25 | 6 | 150 | Each |  |  |  | 0 | 0 | 0 | 0 | 0
3.22
|  | Total |  | 150
E9 | Mirror Supplying, fitting and fixing super quality unframed 5mm thick Mirror with hard boards at the back with all necessary fittings fitted with rowel plug and screw including making holes in walls by drill machine and mending good the damages etc. all complete as per direction of the E-I-C. Belgium made Mirror (Size:450mmx300mm) | 25 | 6 | 150 | Each |  |  |  | 0 | 0 | 0 | 0 | 0
3.22
|  | Total |  | 150
E10 | uPVC pipes Supplying 25mm to 200mm dia (inside) best quality uPVC pipes having specific gravity 1.35-1.45, and other physical, chemical, thermal, fire resistivity properties etc. as per BSTI approved manufacturer standards or ASTM, BS/ISO/IS standards fitted and fixed in position with sockets head and shoes, bends, clamps and nails etc. all complete in all floors as per direction of the E-I-C. Minimum inner dia 100mm and minimum wall thickness 3.4mm | 25 | 140 | 3500 | m |  |  |  | 0 | 0 | 0 | 0 | 0
3.19
|  | Total |  | 3500
E11 | uPVC pipes Supplying 25mm to 200mm dia (inside) best quality uPVC pipes having specific gravity 1.35-1.45, and other physical, chemical, thermal, fire resistivity properties etc. as per BSTI approved manufacturer standards or ASTM, BS/ISO/IS standards fitted and fixed in position with sockets head and shoes, bends, clamps and nails etc. all complete in all floors as per direction of the E-I-C. Minimum inner dia 150mm and minimum wall thickness 4.5mm | 25 | 200 | 5000 | m |  |  |  | 0 | 0 | 0 | 0 | 0
3.19
|  | Total |  | 5000
E12 | Pvc pipe Supplying, fitting and fixing 3.66m long Ventilation pipe with all fittings and specials like 50mm plain bends, tees, 50mm dia cowls etc. including gasket with cement joints and mending good the damages etc. all complete as per direction of the E-I-C. 3.66m long 50mm dia PVC best quality Ventilation Pipe (B.S. 3505) | 25 | 10 | 250 | Each |  |  |  | 0 | 0 | 0 | 0 | 0
3.19
|  | Total |  | 250
E13 | Floor Gratings Supplying, fitting and fixing 125mm dia Stainless steel floor Gratings on floor drains with cement mortar (1:4) including making holes in walls or floors and mending good the damages etc. all complete as per direction of the E-I-C | 25 | 20 | 500 | Each |  |  |  | 0 | 0 | 0 | 0 | 0
3.22
|  | Total |  | 500
E14 | GI pipe Supplying, fitting and fixing GI pipe confirming to the standard BS-1387 & BDS-1031, having chemical composition (in%) Carbon 0.17-0.25, Manganese 0.95-1.20, Sulphur 0.060 max, Phosphorous 0.060 max, Tensile properties: minimum Yield Strengh 188 MPa, minimum Tensile Strength 313 MPa and marking for a) Manufacturer; b) Materials; c) Wall thickness; d) Nomal outside dia; e) Intended use etc. on the body of the pipe as per British standard BS-729 having 80 micron galvanization and hydrostatic test pressure 50kg/cm2 (710 psi) with all general special fittings such as bends, elbows, sockets, reducing sockets, Tees, unions, jam-nuts etc. including cutting trenches where necessary and fitting the same with earth duly rammed and fixing in walls with holder bats and making holes in floors and walls and mending good the damages etc. all complete in all respects as per direction of the E-I-C. (Pipe manufactured by National Tubes Limited under Steel & Engineering Corporation, Ministry of Industries, Government of Bangladesh shall be given priority) 12~15mm dia GI pipe wall thickness 2.00mm | 25 | 25 | 625 | m |  |  |  | 0 | 0 | 0 | 0 | 0
3.19
|  | Total |  | 625
E15 | GI pipe Supplying, fitting and fixing GI pipe confirming to the standard BS-1387 & BDS-1031, having chemical composition (in%) Carbon 0.17-0.25, Manganese 0.95-1.20, Sulphur 0.060 max, Phosphorous 0.060 max, Tensile properties: minimum Yield Strengh 188 MPa, minimum Tensile Strength 313 MPa and marking for a) Manufacturer; b) Materials; c) Wall thickness; d) Nomal outside dia; e) Intended use etc. on the body of the pipe as per British standard BS-729 having 80 micron galvanization and hydrostatic test pressure 50kg/cm2 (710 psi) with all general special fittings such as bends, elbows, sockets, reducing sockets, Tees, unions, jam-nuts etc. including cutting trenches where necessary and fitting the same with earth duly rammed and fixing in walls with holder bats and making holes in floors and walls and mending good the damages etc. all complete in all respects as per direction of the E-I-C. (Pipe manufactured by National Tubes Limited under Steel & Engineering Corporation, Ministry of Industries, Government of Bangladesh shall be given priority) 20mm dia GI pipe wall thickness 2.10~2.2mm | 25 | 50 | 1250 | m |  |  |  | 0 | 0 | 0 | 0 | 0
3.19
|  | Total |  | 1250
E16 | GI pipe Supplying, fitting and fixing GI pipe confirming to the standard BS-1387 & BDS-1031, having chemical composition (in%) Carbon 0.17-0.25, Manganese 0.95-1.20, Sulphur 0.060 max, Phosphorous 0.060 max, Tensile properties: minimum Yield Strengh 188 MPa, minimum Tensile Strength 313 MPa and marking for a) Manufacturer; b) Materials; c) Wall thickness; d) Nomal outside dia; e) Intended use etc. on the body of the pipe as per British standard BS-729 having 80 micron galvanization and hydrostatic test pressure 50kg/cm2 (710 psi) with all general special fittings such as bends, elbows, sockets, reducing sockets, Tees, unions, jam-nuts etc. including cutting trenches where necessary and fitting the same with earth duly rammed and fixing in walls with holder bats and making holes in floors and walls and mending good the damages etc. all complete in all respects as per direction of the E-I-C. (Pipe manufactured by National Tubes Limited under Steel & Engineering Corporation, Ministry of Industries, Government of Bangladesh shall be given priority) 25mm dia GI pipe wall thickness 2.35~2.3mm | 25 | 50 | 1250 | m |  |  |  | 0 | 0 | 0 | 0 | 0
3.19
|  | Total |  | 1250
E17 | Supplying, fitting and fixing best quality G.I. gate valve of brass fittings, leak proof, fitted with sealant, Teflon tape etc. all complete in all respects as per direction of the E-I-C. 20 mm dia Brass gate valve | 25 | 10 | 250 | each |  |  |  | 0 | 0 | 0 | 0 | 0
3.22
|  | Total |  | 250
E18 | Supplying, fitting and fixing best quality G.I. gate valve of brass fittings, leak proof, fitted with sealant, Teflon tape etc. all complete in all respects as per direction of the E-I-C. 25 mm dia Brass gate valve | 25 | 8 | 200 | Each |  |  |  | 0 | 0 | 0 | 0 | 0
3.22
|  | Total |  | 200
E19 | Supplying, fitting and fixing best quality G.I. gate valve of brass fittings, leak proof, fitted with sealant, Teflon tape etc. all complete in all respects as per direction of the E-I-C. 50mm dia Brass gate valve | 25 | 9 | 225 | Each |  |  |  | 0 | 0 | 0 | 0 | 0
3.22
|  | Total |  | 225
E20 | Plastic overhead Water Tank Supplying, fitting and fixing plastic overhead Water Tank of different capacity. Supplying, fitting and fixing plastic overhead Water Tank of 1000 litres capacity made with 25mm thick plastic composed sheet with plastic cover on top with locking arrangements, providing inlet and outlet pipe with flanges and plug, jum nuts, 40mm dia ball cock, 12mm dia 1.12m long overflow pipe and with all other necessary fittings etc. all complete in all respects as per direction of the E-I-C. | 25 | 6 | 150 | Each |  |  |  | 0 | 0 | 0 | 0 | 0
3.2
|  | Total |  | 150
E21 | Inspection pit Construction of masonry inspection pit with 250 mm thick brick work in cement mortar (1:4) including necessary earth work side filling and one layer brick flat soling, 75 mm thick (1:3:6) base concrete for making invert channel and 12 mm thick (1:2) cement plaster with neat finishing up to a depth of 700 mm etc. all complete and as per direction of the E-I-C (minimum sand F.M. 1.2). Clear 520x525 mm and depth 675 to 825 mm average 750 mm for single 225 mm dia R.C.C pipes and 400 mm PVC pipe | 25 | 28 | 700 | Each |  |  |  | 0 | 0 | 0 | 0 | 0
3.16
|  | Total |  | 700
E22 | Supplying, fitting and fixing best quality G.M. Pit valve of brass fittings with leak proof and fitted selected tape etc. all complete in all respects as per direction of the E-I-C. 25mm dia peet valve | 25 | 6 | 150 | Each |  |  |  | 0 | 0 | 0 | 0 | 0
3.19
|  | Total |  | 150
E23 | Septic Tank Construction of Septic Tank with brick masonry works in main and partition walls in cement mortar (1:6) as per standard drawing enumerated in Appendix-6 (Typical soak well design) over a single layer brick flat soling and 150mm thick cement concrete flooring (1:2:4), in/c 20mm thick cement plaster (1:4) to inside of walls with neat cement finishing, 25mm thick patent stone (1:2:4) flooring with neat cement finishing including supplying fitting and fixing of two RCC Tees and providing 450mm dia water sealed heavy type C.I. M.H. cover with necessary locking arrangements, 100mm thick RCC (1:2:4) top slab & 125mm thick RCC (1:2:4) wall around inside of the main wall of septic tank with minimum 1% reinforcement including centering, shuttering, fabricating, casting, curing etc. complete up to required depth. The item is inclusive of necessary earth work in excavation and shoring, bailing out water and side filling including the cost of all materials, operations and incidental charges etc. all complete as per the approved plan and direction of the EI-C. For 100 users with 3 manhole covers. | 25 | 2 | 50 | Each |  |  |  | 0 | 0 | 0 | 0 | 0
3.13
|  | Total |  | 50
E24 | Soak well Construction of soak well with 250mm thick solid brick work (1:6) and 250mm honey comb brick work (1:6) as per design over RCC (1:2:4) well curb with 1.5% reinforcement upto the depth as per drawing with 100mm dia water sealed heavy type C.I. manhole cover with all locking arrangements, filling the well upto the required depth with graded khoa and sand including supplying and fabricating MS Rod, casting, curing etc. The item is inclusive of necessary earth work in excavation, side filling and bailing out water etc. all complete as per drawing, design and direction of the E-I-C. For 100 users (Internal dia 1500mm) | 25 | 3 | 75 | Each |  |  |  | 0 | 0 | 0 | 0 | 0
3.15
|  | Total |  | 75
E25 | Stainless steel filter tank Supplying ,fitting and fixing of 500 liter capacity best quality stainless steel filter tank made of 1.5mm thick special brand SUS304# stainless steel including top cover with handle,cap with locking arrangement, inlet and outlet coupling,plastic ventilation system,stainless steel stand with acchoring arrangement with bolts and nuts and all other necessary fixings etc. all complete as per direction of E.I.C | 25 | 2 | 50 | Each |  |  |  | 0 | 0 | 0 | 0 | 0
|  | Total |  | 50
E26 | Supplying heavy quality CI Man Hole cover as per durection of the E.I.C. | 25 | 11 | 275 | Each |  |  |  | 0 | 0 | 0 | 0 | 0
|  | Total |  | 275
E27 | Supplying, fitting and fixing 100mm dia C.I. gratings at the inlet of rain water down pipes etc. all complete as per specifications and drawings, directions of the E-I-C. | 25 | 5 | 125 | Each |  |  |  | 0 | 0 | 0 | 0 | #VALUE!
3.22
|  | Total |  | 125
E28 | 125mm dia C.I. gratings Supplying, fitting and fixing 125mm dia C.I. gratings at the inlet of rain water down pipes etc. all complete as per specifications and drawings, directions of the E-I-C. | 25 | 16 | 400 | Each |  |  |  | 0 | 0 | 0 | 0 | 0
3.22
|  | Total |  | 400
E29 | 50mm dia GI pipe Supplying, fitting and fixing GI pipe confirming to the standard BS-1387 & BDS-1031, having chemical composition (in%) Carbon 0.17-0.25, Manganese 0.95-1.20, Sulphur 0.060 max, Phosphorous 0.060 max, Tensile properties: minimum Yield Strengh 188 MPa, minimum Tensile Strength 313 MPa and marking for a) Manufacturer; b) Materials; c) Wall thickness; d) Nomal outside dia; e) Intended use etc. on the body of the pipe as per British standard BS-729 having 80 micron galvanization and hydrostatic test pressure 50kg/cm2 (710 psi) with all general special fittings such as bends, elbows, sockets, reducing sockets, Tees, unions, jam-nuts etc. including cutting trenches where necessary and fitting the same with earth duly rammed and fixing in walls with holder bats and making holes in floors and walls and mending good the damages etc. all complete in all respects as per direction of the E-I-C. (Pipe manufactured by National Tubes Limited under Steel & Engineering Corporation, Ministry of Industries, Government of Bangladesh shall be given priority) 50mm dia GI pipe wall thickness 2.65mm | 25 | 90 | 2250 | m |  |  |  | 0 | 0 | 0 | 0 | 0
3.19
|  | Total |  | 2250
E30 | Construction and placing of R.C.C inspection pit cover (100 mm thick RCC slab) in (1:2:4) (of item no-5.05.01.01) with 1% reinforcement (of item no-5.06.01.01) excluding M.H cover with locking/ unlocking arrangement including necessary earth work, side filling, shuttering, curing, cement plaster (1:4) (of item no-5.12.01) with neat finishing on edges and top etc. all complete and as per direction of the E-I-C. 1025 x 1025 x 75 mm R.C.C pit cover | 25 | 14 | 350 | Each
|  | Total |  | 350
E31 | Supplying, fitting and fixing European type glazed porcelain commode "P" or "S" type "BISF STANDARD" (Model-106A, Size-475mmx350mmx435mm, Bowl size-350mmx280mmx350mm) with 10.00 Liter Capacity low down cistern (Model-403, size-530x215x370mm), (vitress china) including all internal fittings (best quality) with ebonite (heavy type) plastic seat cover, best quality 12mm dia C.P. stop cock, 12mm dia plastic connection pipe with brass coupling and preparing the base with cement concrete and with wire net or rods including making holes wherever required and mending good the damages and fitting, fixing with all necessary fittings and connection, etc. all complete as per direction of the Engineer in Charge. White [BISF STANDARD] | 25 | 1 | 25 | Each
|  | Total |  | 25
E32 | Supplying, fitting and fixing Standard Size porcelain soap tray fitted with rowel plug and screw including making holes in walls by drill machine and mending good the damages etc. all complete as per direction of the E-I-C. Stainless Steel soap tray of standard size | 25 | 12 | 300 | Each
|  | Total |  | 300
E33 | Supplying, fitting and fixing GI pipe confirming to the standard BS-1387 & BDS-1031, having chemical composition (in%) Carbon 0.17-0.25, Manganese 0.95-1.20, Sulphur 0.060 max, Phosphorous 0.060 max, Tensile properties: minimum Yield Strengh 188 MPa, minimum Tensile Strength 313 MPa and marking for a) Manufacturer; b) Materials; c) Wall thickness; d) Nomal outside dia; e) Intended use etc. on the body of the pipe as per British standard BS-729 having 80 micron galvanization and hydrostatic test pressure 50kg/cm2 (710 psi) with all general special fittings such as bends, elbows, sockets, reducing sockets, Tees, unions, jam-nuts etc. including cutting trenches where necessary and fitting the same with earth duly rammed and fixing in walls with holder bats and making holes in floors and walls and mending good the damages etc. all complete in all respects as per direction of the E-I-C. (Pipe manufactured by National Tubes Limited under Steel & Engineering Corporation, Ministry of Industries, Government of Bangladesh shall be given priority) 40mm dia GI pipe wall thickness 2.90mm | 25 | 56 | 1400 | m
|  | Total |  | 1400
Sub Total Bill E: Sanitary Work | [8 empty] | 0 | 0 | 0 | 0 | #VALUE! | #VALUE! | (D)

## Bill-F
BID Package No. LGED/MDSP/CHI/14-15/NW-03-B
Bill F: ELECTRICAL WORK
SL.No & Spec.no. | Description | Shelter option -1, 25 No. | Unit Quantity | Quantity | Unit | Unit Rate |  | Total Amount (in Tk.) | #REF! | #REF! | #REF! | #REF! | #REF! | #REF! | #REF! | #REF! | #REF! | #REF! | #REF! | #REF! | #REF! | #REF! | #REF! | #REF! | #REF! | #REF! | #REF! | #REF! | #REF! | #REF! | #REF! | #REF! | #REF! | #REF! | #REF! | #REF! | #REF! | #REF! | #REF! | #REF! | #REF! | #REF! | #REF! | #REF! | #REF! | #REF! | #REF! | #REF! | #REF! | #REF! | #REF! | #REF! | #REF! | #REF! | #REF! | #REF! | #REF! | #REF! | #REF! | #REF! | #REF! | #REF! | #REF! | #REF! | #REF!
[6 empty] | In figure (Taka) | In words (Taka)
F1 | ELECTRICAL WIRING Concealed Conduit wiring: Concealed Conduit wiring for the following Points Looping at the Switch board with earth terminal including Circuit wiring with 1c-2x1.5 Sq.mm PVC insulated stranded cable (BYA) & 1.5 Sq.mm (Yellow-green) PVC insulated stranded ECC wire (BYA) through PVC conduit (Aziz or equivalent) of 25 mm inner dia wall thickness 1.5 mm, 18 SWG GP Sheet, switch board & Pull box with 3mm thick ebonite sheet cover, brass contact, ceiling rose, fixing materials & all other accessories as required including mending the damages: Manufacturer of cable Eastern/ BRB/Citizen/Paradise/Poly cable/Super sign/EVANA or equivalent according to the specification & direction of the Engineer- in-charge. Light point/Exhaust/Wall bracket fan point | 25 | 95 | 2375 | point |  |  |  | 0 | 0 | 0 | 0 | 0
3.31
|  | Total |  | 2375
F2 | ELECTRICAL WIRING Concealed Conduit wiring: Concealed Conduit wiring for the following Points Looping at the Switch board with earth terminal including Circuit wiring with 1c-2x1.5 Sq.mm PVC insulated stranded cable (BYA) & 1.5 Sq.mm (Yellow-green) PVC insulated stranded ECC wire (BYA) through PVC conduit (Aziz or equivalent) of 25 mm inner dia wall thickness 1.5 mm, 18 SWG GP Sheet, switch board & Pull box with 3mm thick ebonite sheet cover, brass contact, ceiling rose, fixing materials & all other accessories as required including mending the damages: Manufacturer of cable Eastern/ BRB/Citizen/Paradise/Poly cable/Super sign/EVANA or equivalent according to the specification & direction of the Engineer- in-charge. Ceiling fan point | 25 | 38 | 950 | point |  |  |  | 0 | 0 | 0 | 0 | 0
3.31
|  | Total |  | 950
F3 | ELECTRICAL WIRING Concealed Conduit wiring: Concealed Conduit wiring for the following Points Looping at the Switch board with earth terminal including Circuit wiring with 1c-2x1.5 Sq.mm PVC insulated stranded cable (BYA) & 1.5 Sq.mm (Yellow-green) PVC insulated stranded ECC wire (BYA) through PVC conduit (Aziz or equivalent) of 25 mm inner dia wall thickness 1.5 mm, 18 SWG GP Sheet, switch board & Pull box with 3mm thick ebonite sheet cover, brass contact, ceiling rose, fixing materials & all other accessories as required including mending the damages: Manufacturer of cable Eastern/ BRB/Citizen/Paradise/Poly cable/Super sign/EVANA or equivalent according to the specification & direction of the Engineer- in-charge. 2-pin 5 amps socket (outlet) | 25 | 15 | 375 | point |  |  |  | 0 | 0 | 0 | 0 | 0
3.31
|  | Total |  | 375
F4 | ELECTRICAL WIRING BYA Cable: concealed Conduit wiring with the following PVC insulated stranded cable (BYA) & green Colored PVC insulated ECC wire (BYA) through PVC Conduit (Aziz or equivalent) complete with fixing materials & other accessories as specified, Manufacturer of cable Eastern/BRB/Citizen/Paradise/Poly cable/Super sign/EVANA or equivalent according to the Specification & direction of the Engineer-in-charge. 1c-2x2.5 Sq.mm (BYA ) Cable with 2.5 Sq.mm (BYA) ECC wire through PVC Pipe of 25 mm inner dia. | 25 | 415 | 10375 | m |  |  |  | 0 | 0 | 0 | 0 | 0
3.28
|  | Total |  | 10375
F5 | ELECTRICAL WIRING BYA Cable: concealed Conduit wiring with the following PVC insulated stranded cable (BYA) & green Colored PVC insulated ECC wire (BYA) through PVC Conduit (Aziz or equivalent) complete with fixing materials & other accessories as specified, Manufacturer of cable Eastern/BRB/Citizen/Paradise/Poly cable/Super sign/EVANA or equivalent according to the Specification & direction of the Engineer-in-charge. 1c-2x6.0 Sq.mm (BYA ) Cable with 6.0 Sq.mm (BYA) ECC wire through PVC Pipe of 25 mm inner dia. | 25 | 25 | 625 | m |  |  |  | 0 | 0 | 0 | 0 | 0
3.28
|  | Total |  | 625
F6 | ELECTRICAL WIRING BYA Cable: concealed Conduit wiring with the following PVC insulated stranded cable (BYA) & green Colored PVC insulated ECC wire (BYA) through PVC Conduit (Aziz or equivalent) complete with fixing materials & other accessories as specified, Manufacturer of cable Eastern/BRB/Citizen/Paradise/Poly cable/Super sign/EVANA or equivalent according to the Specification & direction of the Engineer-in-charge. 1c-2x10 Sq.mm (BYA ) Cable with 10 Sq.mm (BYA) ECC wire through PVC Pipe of 31 mm inner dia. | 25 | 10 | 250 | m |  |  |  | 0 | 0 | 0 | 0 | 0
3.28
|  | Total |  | 250
F7 | ELECTRICAL WIRING concealed Conduit wiring with the following PVC insulated and sheathed stranded cable (NYY/ XLPE) insulated and PVC sheathed stranded cable (2XY) &PVC insulated green/white Colored ECC wire (BYA) through PVC Conduit of reputed manufacturer complete with fixing materials & other accessories as required including mending the damages good. all electrical contacts shall be of brass/copper connected through connector or soldering ( no twisting shall be allowed) and cable shall be manufactured and tested according torelavent IEC/BDS/BS/VDEstandard.Manufacturer of cable BRB/Citizen/Paradise/Poly cable/ Super sign/EVANA or equivalent according to the Specification & direction of the Engineer- in-charge. 1c-2x16 Sq.mm (NYY) Cable with 16 Sq.mm (BYA) ECC wire through PVC Pipe of 40 mm inner dia having wall thickness 1.5mm. | 25 | 50 | 1250 | m
3.28
|  | Total |  | 1250
F8 | Overhead Cable AAC/ACSR: Supplying, assembling, fitting, fixing, installation (with effictive connection), testing & Commissioning of following PVC insulated aluminum stranded conductor in overhead line at proper sag all complete with necessary accessories such as G.I binding, insulator, wire as required etc. with conductor manufactured by BRB/Paradise OR equivalent accepted/approved by the Engineer-in-charge. 1C-25 sq.mm(GNAT) | 25 | 100 | 2500 | m |  |  |  | 0 | 0 | 0 | 0 | 0
3.28
|  | Total |  | 2500
F9 | Clamp Supplying, fitting and fixing 250V capacitor type ceiling fan complete with concealed condensers, canopies and required length of rods, ceiling roses, wooden round blocks, regulator, switches and required length of flexible wire etc. all complete as per drawings and directions of the E-I-C. Fan clamp box type : Supplying, fitting & fixing of box type fan clamp made of 25 mm x 6.35 mm MS flat bar with 16 mm diameter MS hook including necessary bolts, nuts, etc | 25 | 58 | 1450 | Each |  |  |  | 0 | 0 | 0 | 0 | 0
3.32
|  | Total |  | 1450
F10 | Ceiling fan Supplying, fitting and fixing 250V capacitor type ceiling fan complete with concealed condensers, canopies and required length of rods, ceiling roses, wooden round blocks, regulator, switches and required length of flexible wire etc. all complete as per drawings and directions of the E-I-C. 1.422m sweep (best quality) | 25 | 18 | 450 | Each |  |  |  | 0 | 0 | 0 | 0 | 0
3.32
|  | Total |  | 450
F11 | Exhaust fan Supplying, fitting and fixing axial flow AC capacitor type wall mounted exhaust fan complete with blade, steel frame, standard wall louver shutter, PVC insulated connecting wire etc. complete as required in/c cutting wall and mending good the damages etc. all complete as per directions of the E-I-C. 300mm sweep (best quality) | 25 | 6 | 150 | Each |  |  |  | 0 | 0 | 0 | 0 | 0
3.32
|  | Total |  | 150
F12 | SDB(SOLAR): Sub-distribution board (SDB): Supplying & fitting 250 volt, 50HZ grade following concealed sub-distribution board made of 18 SWG mild steel sheet, complete with hinged type door, built in type locking arrangement, along with approved type handle 200 A capacity bus-bar with required number of holes there on, insulators at both ends. Copper bar for neutral & earth terminal, necessary arrangement for fixing of SPMCB by keeping its knobs out on the top cover of the board with enamel/hammer painting. All completes as per specification & direction of the Engineer-in-Charge.Manufacturer of SPMCB Dorman smith (UK/ Germany) MEM (UK) SIEMENS (USA/Germany) or Equivalent. 8-ways SDB Boxsize-550mmx500mmx125mm Incoming-1 x 32 A SP MCB Out going- 8 x 10/16 A SPMCB | 25 | 1 | 25 | Each |  |  |  | 0 | 0 | 0 | 0 | 0
3.33
|  | Total |  | 25
F13 | MDB Main-distribution board (MDB): Supplying & fitting 250 volt, 50HZ grade following concealed sub-distribution board made of 18 SWG mild steel sheet, complete with hinged type door, built in type locking arrangement, along with approved type handle 200 A capacity bus-bar with required number of holes there on, insulators at both ends. Copper bar for neutral & earth terminal, necessary arrangement for fixing of SPMCB by keeping its knobs out on the top cover of the board with enamel/hammer painting. All completes as per specification & direction of the Engineer-in-Charge.Manufacturer of SPMCB Dorman smith (UK/ Germany) MEM (UK) SIEMENS (USA/Germany) or Equivalent. 10-ways SDB Boxsize-600mmx500mmx125mm Incoming-1 x 63 A SP MCB Out going- 10 x 10/16/20/32/40 A SPMCB | 25 | 1 | 25 | Each |  |  |  | 0 | 0 | 0 | 0 | 0
3.33
|  | Total |  | 25
F14 | SDB (Normal) Sub-distribution board (SDB): Supplying & fitting 250 volt, 50HZ grade following concealed sub-distribution board made of 18 SWG mild steel sheet, complete with hinged type door, built in type locking arrangement, along with approved type handle 200 A capacity bus-bar with required number of holes there on, insulators at both ends. Copper bar for neutral & earth terminal, necessary arrangement for fixing of SPMCB by keeping its knobs out on the top cover of the board with enamel/hammer painting. All completes as per specification & direction of the Engineer-in-Charge.Manufacturer of SPMCB Dorman smith (UK/ Germany) MEM (UK) SIEMENS (USA/Germany) or Equivalent. 14-ways SDB Boxsize-625mmx500mmx125mm Incoming-1 x 40 A SP MCB Out going- 14 x 10/16A SPMCB | 25 | 1 | 25 | Each
25
F15 | SPMCB Supplying, assembling, fitting, fixing & installation (with effictive connection) on a prepared board 250/500volt grade following single/triple pole SPMCB/TPMCB/TPMCCB having minimum breaking capacity 6/10/16KA with thermal over current & instantaneous electromagnetic short circuit release provision. Manufacturer of SPMCB/TPMCB/TPMCCB (6/10/16 KA) Dorman smith (UK/ Germany) MEM (UK), ABB (Italy), Legrand (France), Hager (France)/SIEMENS (USA/Germany) or equivalent approved by the Engineer-in-charge. "SPMCB (6KA) Manufacturer of SPMCB/TPMCB/TPMCCB (6/10/16 KA) Dorman smith (UK/ Germany), MEM (UK), ABB (Italy), Legrand (France), SIEMENS (USA/Germany) or equivalent approved by the Engineer-in-charge." 10 amps (6KA) SPMCB | 25 | 20 | 500 | Each |  |  |  | 0 | 0 | 0 | 0 | 0
3.36
|  | Total |  | 500
F16 | SPMCB Supplying, assembling, fitting, fixing & installation (with effictive connection) on a prepared board 250/500volt grade following single/triple pole SPMCB/TPMCB/TPMCCB having minimum breaking capacity 6/10/16KA with thermal over current & instantaneous electromagnetic short circuit release provision. Manufacturer of SPMCB/TPMCB/TPMCCB (6/10/16 KA) Dorman smith (UK/ Germany) MEM (UK), ABB (Italy), Legrand (France), Hager (France)/SIEMENS (USA/Germany) or equivalent approved by the Engineer-in-charge. "SPMCB (6KA) Manufacturer of SPMCB/TPMCB/TPMCCB (6/10/16 KA) Dorman smith (UK/ Germany), MEM (UK), ABB (Italy), Legrand (France), SIEMENS (USA/Germany) or equivalent approved by the Engineer-in-charge." 16 amps (6KA) SPMCB | 25 | 7 | 175 | Each |  |  |  | 0 | 0 | 0 | 0 | 0
3.36
|  | Total |  | 175
F17 | SPMCB Supplying, assembling, fitting, fixing & installation (with effictive connection) on a prepared board 250/500volt grade following single/triple pole SPMCB/TPMCB/TPMCCB having minimum breaking capacity 6/10/16KA with thermal over current & instantaneous electromagnetic short circuit release provision. Manufacturer of SPMCB/TPMCB/TPMCCB (6/10/16 KA) Dorman smith (UK/ Germany) MEM (UK), ABB (Italy), Legrand (France), Hager (France)/SIEMENS (USA/Germany) or equivalent approved by the Engineer-in-charge. "SPMCB (6KA) Manufacturer of SPMCB/TPMCB/TPMCCB (6/10/16 KA) Dorman smith (UK/ Germany), MEM (UK), ABB (Italy), Legrand (France), SIEMENS (USA/Germany) or equivalent approved by the Engineer-in-charge." 32 amps (6KA) SPMCB | 25 | 2 | 50 | Each |  |  |  | 0 | 0 | 0 | 0 | 0
3.36
|  | Total |  | 50
F18 | SPMCB Supplying, assembling, fitting, fixing & installation (with effictive connection) on a prepared board 250/500volt grade following single/triple pole SPMCB/TPMCB/TPMCCB having minimum breaking capacity 6/10/16KA with thermal over current & instantaneous electromagnetic short circuit release provision. Manufacturer of SPMCB/TPMCB/TPMCCB (6/10/16 KA) Dorman smith (UK/ Germany) MEM (UK), ABB (Italy), Legrand (France), Hager (France)/SIEMENS (USA/Germany) or equivalent approved by the Engineer-in-charge. "SPMCB (6KA) Manufacturer of SPMCB/TPMCB/TPMCCB (6/10/16 KA) Dorman smith (UK/ Germany), MEM (UK), ABB (Italy), Legrand (France), SIEMENS (USA/Germany) or equivalent approved by the Engineer-in-charge." 40 amps (6KA) SPMCB | 25 | 2 | 50 | Each |  |  |  | 0 | 0 | 0 | 0 | 0
3.36
|  | Total |  | 50
F19 | SPMCB Supplying, assembling, fitting, fixing & installation (with effictive connection) on a prepared board 250/500volt grade following single/triple pole SPMCB/TPMCB/TPMCCB having minimum breaking capacity 6/10/16KA with thermal over current & instantaneous electromagnetic short circuit release provision. Manufacturer of SPMCB/TPMCB/TPMCCB (6/10/16 KA) Dorman smith (UK/ Germany) MEM (UK), ABB (Italy), Legrand (France), Hager (France)/SIEMENS (USA/Germany) or equivalent approved by the Engineer-in-charge. "SPMCB (6KA) Manufacturer of SPMCB/TPMCB/TPMCCB (6/10/16 KA) Dorman smith (UK/ Germany), MEM (UK), ABB (Italy), Legrand (France), SIEMENS (USA/Germany) or equivalent approved by the Engineer-in-charge." 63 amps (6KA) SPMCB | 25 | 1 | 25 | Each |  |  |  | 0 | 0 | 0 | 0 | 0
3.36
|  | Total |  | 25
F20 | 3-Pin Socket Supplying, assembling, fitting, fixing & installation (with effictive connection) of 250 volts single phase 3-pin combined switches and socket outlet (Gang type) foreign made MK/Legrand/Hager (Stylea)/ABB/MEM or equivalent brand, mounted on best quality locally made required size 18 SWG galvanized plain sheet board (75mm depth) etc. all complete as per drawings and directions of the E-I-C. 13 amps, Flat pin type | 25 | 10 | 250 | Each |  |  |  | 0 | 0 | 0 | 0 | 0
3.36
|  | Total |  | 250
F21 | Gang switch & socket: Supplying, assembling, fitting, fixing & installation (with effictive connection) on prepared board 250 volt 5 amp concealed type switch/socket with switch (foreign made MK/Legrand/ Hager (Stylea)/ABB /MEM or equivalent brand) mounted on 18 SWG galvanized sheet board 75mm depth with other accessories as per drawing, specification & direction of the Engineer-in-charge.. 01-gang switch | 25 | 7 | 175 | Each |  |  |  | 0 | 0 | 0 | 0 | 0
3.36
|  | Total |  | 175
F22 | Gang switch & socket: Supplying, assembling, fitting, fixing & installation (with effictive connection) on prepared board 250 volt 5 amp concealed type switch/socket with switch (foreign made MK/Legrand/ Hager (Stylea)/ABB /MEM or equivalent brand) mounted on 18 SWG galvanized sheet board 75mm depth with other accessories as per drawing, specification & direction of the Engineer-in-charge.. 02- gang switch | 25 | 22 | 550 | Each |  |  |  | 0 | 0 | 0 | 0 | 0
3.36
|  | Total |  | 550
F23 | Gang switch & socket: Supplying, assembling, fitting, fixing & installation (with effictive connection) on prepared board 250 volt 5 amp concealed type switch/socket with switch (foreign made MK/Legrand/ Hager (Stylea)/ABB /MEM or equivalent brand) mounted on 18 SWG galvanized sheet board 75mm depth with other accessories as per drawing, specification & direction of the Engineer-in-charge.. 03-gang switch | 25 | 12 | 300 | Each |  |  |  | 0 | 0 | 0 | 0 | 0
3.36
|  | Total |  | 300
F24 | Gang switch & socket: Supplying, assembling, fitting, fixing & installation (with effictive connection) on prepared board 250 volt 5 amp concealed type switch/socket with switch (foreign made MK/Legrand/ Hager (Stylea)/ABB /MEM or equivalent brand) mounted on 18 SWG galvanized sheet board 75mm depth with other accessories as per drawing, specification & direction of the Engineer-in-charge.. 04-gang switch | 25 | 9 | 225 | Each |  |  |  | 0 | 0 | 0 | 0 | 0
3.36
|  | Total |  | 225
F25 | Gang switch & socket: Supplying, assembling, fitting, fixing & installation (with effictive connection) on prepared board 250 volt 5 amp concealed type switch/socket with switch (foreign made MK/Legrand/ Hager (Stylea)/ABB /MEM or equivalent brand) mounted on 18 SWG galvanized sheet board 75mm depth with other accessories as per drawing, specification & direction of the Engineer-in-charge.. 01-gang switch & one 5 amps 2 pin socket | 25 | 15 | 375 | Each |  |  |  | 0 | 0 | 0 | 0 | 0
3.36
|  | Total |  | 375
F26 | Gang switch & socket: Supplying, assembling, fitting, fixing & installation (with effictive connection) on prepared board 250 volt 5 amp concealed type switch/socket with switch (foreign made MK/Legrand/ Hager (Stylea)/ABB /MEM or equivalent brand) mounted on 18 SWG galvanized sheet board 75mm depth with other accessories as per drawing, specification & direction of the Engineer-in-charge.. Fan regulator( gang type) | 25 | 38 | 950 | Each |  |  |  | 0 | 0 | 0 | 0 | 0
3.31
|  | Total |  | 950
F27 | Earthing for LPS : Supply and installation (with effective connection) of 3 m long solid copper rod ( 12.5mm dia) under 0.6m from FGL at 0.6m from building premises,connecting the rod with lightning arrestor by 2 SWG copper wire ( 2SWG) , copper bracket etc.( properly soldering with the rod) through 25 mm dia pvc pipe complete with necessary accessories as per direction of Engineer in charge. | 25 | 2 | 50 | Each
3.31
|  | Total |  | 50
F28 | Earthing (For building electrification) the electrical installation with 38mm dia GI pipe (earth electrode) having 6mm dia holes across the dia at 1.0m interval securedly bonded with 2 SWG HDBC earth lead with washer, nuts, bolts etc. sunk upto under-mentioned depth and protection of earth lead by 12mm dia GI pipe upto plinth level run at a depth of 6.6m below G.L upto main board to be earthed in/c necessary connecting copper sockets, bolts, nuts, in/c additional vertical run of 12mm dia GI pipe upto G.L. from 6.6m depth with blind socket for water pouring facility etc. all complete for maintaining earth resistance within 1 ohm. Depth of main electrode at 35-40m | 25 | 1 | 25 | set |  |  |  | 0 | 0 | 0 | 0 | 0
3.37
|  | Total |  | 25
F29 | Construction of Earthing inspection pit inside measurement 600 mm x 600 mm with 250 mm thick brick in cement morter (1:4) with 100mm thick RCC top slab (1:2:4) with 1% re-inforcement 450 mm dia water sealed CI man-hole cover with locking arrangement including necessary earth works, site filling and one brick flat soling 75 mm thick (1:3:6) base concrete for making inlet channel & 12mm thick (1:2) cement plaster with neat finishing etc.all complete up to a depth of .75 meter as per direction of the E.I.C. | 25 | 4 | 100 | Each |  |  |  | 0 | 0 | 0 | 0 | 0
|  | Total |  | 100
F30 | W T Secuirity light: Providing & fixing the Special type W.T light fitting of following manufacturers (as per picture No. 6.2) consisting of cast aluminium base of min. length 205mm, splited aluminium cover, (breadth of fitting 135mm) brass holder, earth terminal, necessary wiring with 2 x 0.4 sq.mm stranded PVC insulated flexible FR cable etc. complete (except lamp) of following model & as per sample approved by the Engineer as per direction of the E.I.C. Crescent cat No. CBH- 20 or Gloria cat No. GWT-711 or Shwash cat No. BF(WT)-7 or equivalent product. | 25 | 6 | 150 | Each |  |  |  | 0 | 0 | 0 | 0 | 0
3.31
|  | Total |  | 150
F31 | Wire rack Providing and fixing 914.4 mm (3'-0") long 3 spool vertical wire rack fabricated with 38.10 mm x 38.1mm x 6.35 mm (1.5" x 1.5" x 0.25") M.S. angle complete with 3 nos of ‘U’ clamp and 2 nos of ‘D’ clamp made of 25.4 mm x 6.35 mm (1" x ¼") flat M.S. bar for fixing insulators and clamping the rack respectively including necessary welding, G.I. nuts, bolts, washer etc. with two coats of aluminum painting over prime coat of red oxide painting and as per direction of the E.I.C. | 25 | 3 | 75 | Each |  |  |  | 0 | 0 | 0 | 0 | 0
|  | Total |  | 75
F32 | Providing and fixing 500 volt grade porcelain shackle type insulator of size 63 mm x 50.8 mm (2.5"x 2”) and as per direction of the E.I.C. | 25 | 9 | 225 | Each |  |  |  | 0 | 0 | 0 | 0 | 0
|  | Total |  | 225
F33 | Providing and fixing of 1524 mm (5') long 38.1 mm (1.5") dia G.I. pipe service bracket complete with 1 no. of GI bend 2 Nos fixing clamps of 38.10 mm x 6.35 mm (1.5" x ¼") size iron flat bar bolts, nuts etc. complete as required and as per direction of the E.I.C. | 25 | 1 | 25 | Each |  |  |  | 0 | 0 | 0 | 0 | 0
|  | Total |  | 25
F34 | Roof/Down conductor for LPS: Supply and installation of electrolytic annealed copper/PVC single core green earth continuity conductor along with cable in pre-installed conduit/cable tray including connection to various metallic parts etc. all complete as per drawings, specifications and direction of the Engineer of the following : HDBC wire 2 SWG and as per direction of the E.I.C. | 25 | 150 | 3750 | m |  |  |  | 0 | 0 | 0 | 0 | 0
3.28
|  | Total |  | 3750
F35 | lightning Arrester: Supply fitting and fixing of single lightning arrestor of 25.4 mm. (1") dia 457 mm. (1.5 ft) long solid copper rod with sharp top end for arresting lightning securedly bonded with 6.6 mm. thick 150 mm. x 150 mm. Copper base plate to be recessed in wall complete with nuts, bolts, CC work etc. and as per direction of the E.I.C. | 25 | 8 | 200 | set |  |  |  | 0 | 0 | 0 | 0 | 0
3.38
|  | Total |  | 200
F36 | Saucer Light : Supplying, assembling, fitting, fixing & installation (with effictive connection) the special type single lamp lock type saucer light fitting of following manufacturers consisting of golden/anodized brass carrier of minimum 250mm dia designed glass of min. height 100mm suitable for carrier, brass holder, earth terminal, necessary wiring with 2x0.4sq.mm stranded PVC insulated flexible FR cable, compatible for 23/26 W CFl etc. complete (except lamp) of the following model & as per sample approved by the Engineer-in-charge Asha cat No. ACSP-2816 or Anyasha cat No.ACCMS-71 or Crescent cat No. CPC-29-CP-29 or Gloria cat No. GCF-689 Ring or Shwash cat No. SCCF-12/28 or equivalent approved by the Engineer-in-charge. | 25 | 51 | 1275 | set |  |  |  | 0 | 0 | 0 | 0 | 0
3.31
|  | Total |  | 1275
F37 | Bracket Light: Supplying, assembling, fitting, fixing & installation (with effictive connection) the fancy Single bracket light fitting of following manufacturers consisting of designed glass shade of breadth 150mm minimum total height of fitting 200mm, oxidized or chromium plated/golden brass bracket with carrier, brass holder, earth terminal, necessary wiring with 2x0.4sq.mm stranded PVC insulated flexible FR cable etc. complete (except lamp) of following model & as per sample approved by the Engineer Asha cat No.ACSBS-3778 G 529 GB or Crescent cat No. CB-431-592 FR or Gloria cat No. GWB-1501-2101 FR or Shwash cat No. SCS-447 and as per direction of the E.I.C. | 25 | 24 | 600 | set |  |  |  | 0 | 0 | 0 | 0 | 0
3.31
|  | Total |  | 600
F38 | Mirror light: Supplying, assembling, fitting, fixing & installation (with effictive connection) the Bath-room light fitting of following manufacturers consisting of oxidized/chromium plated brass frame with carrier, cylindrical type glass shade of minimum dia 78mm (minimum total length of fitting 325mm), brass holder, earth terminal, necessary wiring with 2x0.4 sq.mm stranded PVC insulated fiexible Frcable etc complete of following model & as per sample accepted by trhe engineer-in -charge. Asha cat no. ACSBB-2876 or Crescent cat. No.CB-807/6-t6-DGN or Gloria cat no. GBB-399-1802-CR/BR or equivalent product. | 25 | 6 | 150 | set |  |  |  | 0 | 0 | 0 | 0 | 0
3.31
|  | Total |  | 150
F39 | CFL Lamp Supplying, fitting and fixing the following electric lamp for garden/gate/room light and different places as per directions of the E-I-C. Energy Savings Lamp (CLF) 23 watt Spiral Screw Type lamps E-27 | 25 | 91 | 2275 | Each |  |  |  | 0 | 0 | 0 | 0 | 0
3.31
|  | Total |  | 2275
F40 | Energy Meter Supplying, fitting and fixing energy meter with cutout teak wood board etc. all complete as per directions of E-I-C (when the meter is not supplied by PDB/REB). 250 Volts single phase 10 amps to 60 amps | 25 | 1 | 25 | Each |  |  |  | 0 | 0 | 0 | 0 | 0
3.31
|  | Total |  | 25
F41 | GI Pole : Supplying, assembling, fitting, fixing, installation (with effictive connection) testing & Commissioning of G.I pole fabricated with G.I pipe completed with G.I sockets, top cover , necessary welding as required: Total 7620mm (25'-0") long having 101.6 mm (4") dia 20'-0" at the bottom and 76.20mm (3") dia 1524 mm (5'-0") at the middle and 75mm (3") dia 5'-0" at the top with 275 mm x275 mm x 16mm size steel bar plate completed as per instruction of E/C. | 25 | 2 | 50 | Each |  |  |  | 0 | 0 | 0 | 0 | 0
|  | Total |  | 50
F42 | RENEWABLE ENERGY : SOLAR SYSTEM Solar Panel Supply,fitting fixing and testing of 200 - 250 Wp 12V mono/poly Crystalline Solar panel as approved by Engineer in charge. Solar PV Module/panel shall be inconformity with the requirement of IEC 61215, IEC 61730 standards. Certificate issued by the international recognized authorities such as UL/ULC/VDC/TUV/DNV or equivalent certifying body according to the above requirement shall have to be submitted by the bidder Necessary Catalogue, Operation & maintenance manual will be supplied by the contactor Cell/Panel Brand : BOSCH/Qcell/Solarworld/Sunway/Suntech; Origin : USA/EU Warranty : At least 20 yrs | 25 | 2000 | 50000 | Wp |  |  |  | 0 | 0 | 0 | 0 | 0
3.39
|  | Total |  | 50000
F43 | RENEWABLE ENERGY : SOLAR SYSTEM Solar Inverter : Supply, fitting fixing & testing the solar inverter, protected from lighting induced current by surge protective device of adequate rating both in DC and AC side in parallel at the entry and exit terminal of the inverter. The Inverter shall also be protected for overload and over current protection from both DC and AC side. The inverter shall be tested and certified by UL/ULC/VDC/VDE/ETL in accordance with the requirement of relevant IEC standards and shall have authentication to use CE, TUV and UL/ULC logo. Solar Inverter:Of following watt Pure Sine Wave, Efficiency 94% (minimum) Brand : Outback/Extruder/Deutsche Power/Victor (Netharland) Origin : USA/EU Warranty : At least 03 yrs. 2500 Watt 24V/48V | 25 | 1 | 25 | Each |  |  |  | 0 | 0 | 0 | 0 | 0
3.39
|  | Total |  | 25
F44 | RENEWABLE ENERGY : SOLAR SYSTEM Solar Battery with casing : Supply, installation (with effictive connection), testing & commissioning of Sealed maintenance free (GEL) / Flooded Lead Acid Solar battery with nominal voltage,12V,130AH or 2V,500AH or above @10HR or equivalent, Deep Cycle , heavy duty , industrial type specially suitable for Solar system. The term "Solar" must be engraved at the body of Battery etc . All complete & sample approved by Engineer-in-charge. Battery,12V,130AH or 2V 500AH Battery rack/cabinet of sufficient size Brand :Hamko/Volvo/Rahim Afrooz or equivalent Made in Bangladesh Warranty : At least 05 yrs. | 25 | 20 | 500 | Each |  |  |  | 0 | 0 | 0 | 0 | 0
3.39
|  | Total |  | 500
F45 | RENEWABLE ENERGY : SOLAR SYSTEM Charge Controller: Supply fitting fixing of MPPT charge controller, high accuracy confirming certification by UL/ULC/VDC/VDE/ETL in accordance with the requirement of relevant IEC standards and shall have authentication to use CE, TUV and UL/ULC logo. Necessary catalogue, operation & maintenance manual will be supplied by the bidder. All complete & sample approved by Engineer-in-charge. Brand : SMA/Morning Star/Outback/apollo Origin : USA/Germany Warranty : At least 03 yrs. Solar Charger:24/48v, 80A | 25 | 1 | 25 | Each |  |  |  | 0 | 0 | 0 | 0 | 0
3.39
|  | Total |  | 25
F46 | RENEWABLE ENERGY : SOLAR SYSTEM Earthing for Solar system : Supply & installation (with effictive connection) of 3m Brass or Copper Rod (12.5mm dia) under 0.6m from FGL outside school building, Connecting the rod with SDB's earthing bar by 7mm dia copper wire (properly soldering with the rod) through 25 mm dia pvc pipe complete with necessary accessories as per direction of Engineer in charge. | 25 | 1 | 25 | Each |  |  |  | 0 | 0 | 0 | 0 | 0
3.39
|  | Total |  | 25
F47 | RENEWABLE ENERGY : SOLAR SYSTEM "Solar Frame structure With 4mm X 38mm angle with spacing @ 12"" of galvanized iron. Per Wp | 25 | 2000 | 50000 | Wp |  |  |  | 0 | 0 | 0 | 0 | 0
3.39
|  | Total |  | 50000
F48 | RENEWABLE ENERGY : SOLAR SYSTEM Solar installation (with effictive connection): installation (with effictive connection), testing & commissioning of solar system with cables of required sizes (4rm, 10 rm & 16 rm BYM) etc all complete as per instruction Engineer-in-charge. The one year free maintenance service of the total solar system must be given by the concerned contractor. | 25 | 2000 | 50000 | Wp |  |  |  | 0 | 0 | 0 | 0 | 0
3.39
|  | Total |  | 50000
F49 | Automatic charge over switch (ACOS) :-Supplyigng fitting and fixing 250 volt, 50HZ grade .Automatic change over switch made of 18 SWG mild steel sheet board ,magnetic contactor,MCB, LED status indicator and other necessary accessories etc. all complete as per specifiadtion and direction of the E.I.C.Manufacture of magnetic contactor and MCB of Dorman smith (UK/Germany) MEM (UK),SIEMENS (USA/GERMANY) or equivelent. | 25 | 1 | 25 | Each |  |  |  | 0 | 0 | 0 | 0 | 0
3.43
|  | Total |  | 25
F50 | PDB/REB Power connection: Supplying all materials as per requirement of power development board for service connection from PDB/REB pole to the desired structure and any other charges (e.g. security deposit for 5KW, connection fee, meter installation, testing fee) required by the power development board for supply of power to the desired structure through underground cable/overhead line etc. complete as per direction of the E-I-C. For 1-phase and as per direction of the E.I.C. | 25 | 1 | 25 | Each |  |  |  | 0 | 0 | 0 | 0 | 0
|  | Total |  | 25
F51 | DC/AC Combiner Box:- Supplying & fitting of 250 volt, 50HZ grade of water proof DC/AC combiner box made of 18 SWG mild steel sheet, complete with hinged type door, built in type locking arrangement, along with approved type handle, required number of holes, there on, insulators at both ends. Positive and negative seperately through by fuse, including surge protector ,over current and overvoltage protector and circuit breaker and Copper bar for neutral & earth terminal,board with enamel/hammer painting. All completes as per specification & direction of the Engineer-in-Charge.Manufacturer of SPMCB/SPD/OCPD/OVPD of Dorman smith (UK/ Germany) MEM (UK) SIEMENS (USA/Germany) or Equivalent approved by the E.I.C. | 25 | 2 | 50 | each
|  | Total |  | 50
F52 | ELECTRICAL WIRING BYA Cable: concealed Conduit wiring with the following PVC insulated stranded cable (BYA) & green Colored PVC insulated ECC wire (BYA) through PVC Conduit (Aziz or equivalent) complete with fixing materials & other accessories as specified, Manufacturer of cable Eastern/BRB/Citizen/Paradise/Poly cable/Super sign/EVANA or equivalent according to the Specification & direction of the Engineer-in-charge. 1c-2x4.0 Sq.mm (BYA ) Cable with 6.0 Sq.mm (BYA) ECC wire through PVC Pipe of 25 mm inner dia. | 25 | 20 | 500 | m
3.28
|  | Total |  | 500
F53 | SPMCB Supplying, assembling, fitting, fixing & installation (with effictive connection) on a prepared board 250/500volt grade following single/triple pole SPMCB/TPMCB/TPMCCB having minimum breaking capacity 6/10/16KA with thermal over current & instantaneous electromagnetic short circuit release provision. Manufacturer of SPMCB/TPMCB/TPMCCB (6/10/16 KA) Dorman smith (UK/ Germany) MEM (UK), ABB (Italy), Legrand (France), Hager (France)/SIEMENS (USA/Germany) or equivalent approved by the Engineer-in-charge. "SPMCB (6KA) Manufacturer of SPMCB/TPMCB/TPMCCB (6/10/16 KA) Dorman smith (UK/ Germany), MEM (UK), ABB (Italy), Legrand (France), SIEMENS (USA/Germany) or equivalent approved by the Engineer-in-charge." 20 amps (6KA) SPMCB | 25 | 1 | 25 | Each
3.36
|  | Total |  | 25
| Sub Total Bill F: Electrical Works | [7 empty] | 0 | 0 | 0 | 0 | 0 | 0 | (E)

## Bill-G
BID Package No. LGED/MDSP/CHI/14-15/NW-03-B
Bill G: TUBE WELL WORK
SL.No & Spec.no. | Description | Shelter option -1, 25 No. | Unit Quantity | Quantity | Unit | Unit Rate |  | Total Amount (in Tk.) | #REF! | #REF! | #REF! | #REF! | #REF! | #REF! | #REF! | #REF! | #REF! | #REF! | #REF! | #REF! | #REF! | #REF! | #REF! | #REF! | #REF! | #REF! | #REF! | #REF! | #REF! | #REF! | #REF! | #REF! | #REF! | #REF! | #REF! | #REF! | #REF! | #REF! | #REF! | #REF! | #REF! | #REF! | #REF! | #REF! | #REF! | #REF! | #REF! | #REF! | #REF! | #REF! | #REF! | #REF! | #REF! | #REF! | #REF! | #REF! | #REF! | #REF! | #REF! | #REF! | #REF! | #REF! | #REF! | #REF! | #REF!
[6 empty] | In figure (Taka) | In words (Taka)
G1 | Boring for Tube wells (From 0.0m to 50m = 50m) Boring by using 100mm dia cutter and 38mm dia GI Pipe and other equipment capable of drilling up to a depth of 500m by water jet system through all sorts of strata, protection of caving by supplying necessary casing pipe, collection of soil samples at every 3m interval and at every change of strata and preserve them for analysis, withdrawal of boring pipes & casing pipes etc. all complete as per specification and direction of the E-I-C. From 0.0m to 50m = 50m | 25 | 250 | 6250 | m |  |  |  | 0 | 0 | 0 | 0 | 0
3.18
|  | Total |  | 6250
G2 | From 50m to 100m = 50mBoring for Tube wells (From 50m to 100m = 50m) Boring by using 100mm dia cutter and 38mm dia GI Pipe and other equipment capable of drilling up to a depth of 500m by water jet system through all sorts of strata, protection of caving by supplying necessary casing pipe, collection of soil samples at every 3m interval and at every change of strata and preserve them for analysis, withdrawal of boring pipes & casing pipes etc. all complete as per specification and direction of the E-I-C. | 25 | 250 | 6250 | m |  |  |  | 0 | 0 | 0 | 0 | 0
3.18
|  | Total |  | 6250
G3 | Boring for Tube wells (From 100m to 152m = 52m). Boring by using 100mm dia cutter and 38mm dia GI Pipe and other equipment capable of drilling up to a depth of 500m by water jet system through all sorts of strata, protection of caving by supplying necessary casing pipe, collection of soil samples at every 3m interval and at every change of strata and preserve them for analysis, withdrawal of boring pipes & casing pipes etc. all complete as per specification and direction of the E-I-C. From 100m to 152m = 52m | 25 | 260 | 6500 | m |  |  |  | 0 | 0 | 0 | 0 | 0
3.18
|  | Total |  | 6500
G4 | Boring for Tube wells (From 152m to 200m = 48m). Boring by using 100mm dia cutter and 38mm dia GI Pipe and other equipment capable of drilling up to a depth of 500m by water jet system through all sorts of strata, protection of caving by supplying necessary casing pipe, collection of soil samples at every 3m interval and at every change of strata and preserve them for analysis, withdrawal of boring pipes & casing pipes etc. all complete as per specification and direction of the E-I-C. From 152m to 200m = 48m | 25 | 240 | 6000 | m |  |  |  | 0 | 0 | 0 | 0 | 0
3.18
|  | Total |  | 6000
G5 | Boring for Tube wells (From 200m to 250m = 50m) Boring by using 100mm dia cutter and 38mm dia GI Pipe and other equipment capable of drilling up to a depth of 500m by water jet system through all sorts of strata, protection of caving by supplying necessary casing pipe, collection of soil samples at every 3m interval and at every change of strata and preserve them for analysis, withdrawal of boring pipes & casing pipes etc. all complete as per specification and direction of the E-I-C. From 200m to 250m = 50m | 25 | 250 | 6250 | m |  |  |  | 0 | 0 | 0 | 0 | 0
3.18
|  | Total |  | 6250
G6 | Boring for Tube wells Beyond 250m. Boring by using 100mm dia cutter and 38mm dia GI Pipe and other equipment capable of drilling up to a depth of 500m by water jet system through all sorts of strata, protection of caving by supplying necessary casing pipe, collection of soil samples at every 3m interval and at every change of strata and preserve them for analysis, withdrawal of boring pipes & casing pipes etc. all complete as per specification and direction of the E-I-C. Beyond 250m | 25 | 204.5 | 5112.5 | m |  |  |  | 0 | 0 | 0 | 0 | 0
3.18
|  | Total |  | 5112.5
G7 | MN Pump"Fabrication, supply & installation of cast iron made non-suction type modified no.6 hand pump complete with bottom flange assembly, corrosive resistant best quality stainless steel 10mm dia of grade 400 series pump rod including centralizer @ 3m c/c including extra 6 nos. centralizers for alignment correction if necessary, piston assembly with stainless steel piston shaft and other accessories and non return type foot valve installed inside 2” dia Upvc class ‘D’ rising main upto a maximum depth of 40m below finished ground level and extended up to required floor level and exposed rising main protected with 3” dia GI pipe including concreting around the GI pipe etc, all complete as per standard specification and direction of the E-I-C. Non-suction type hand pump, as per direction of the E.I.C. " | 25 | 2 | 50 | Each |  |  |  | 0 | 0 | 0 | 0 | 0
3.18
|  | Total |  | 50
G8 | 38mm dia G.I. pipe 2.9mm thick (National Tubes/equivalent) for Tube wells Supplying and lowering 38mm dia water grade PVC pipe having wall thickness 2.5mm to 3.0mm (‘D’ Class Aziz pipe/equivalent), PVC sand trap of length 3.0m with cap, PVC strainer of desired slot installing at the middle of the most suitable water bearing strata. 38mm dia GI pipe of best quality of length 1.52m with MS welded flat bar on each side to prevent from rotation up to the desired depth, fitting fixing the hand pump No. 6 etc. including the cost of solvent cement, socket adapter, filling medium sand up to 18.0m above strainer and the remaining portion with available soil from boring etc. all complete as per standard specification and direction of the E-I-C 38mm dia GI pipe 2.9mm thick (National Tubes/equivalent) | 25 | 7.6 | 190 | m |  |  |  | 0 | 0 | 0 | 0 | 0
3.19
|  | Total |  | 190
G9 | 38mm dia water graded PVC pipe of wall thickness = 2.5 t0 3.00 mm.for Tube wells Supplying and lowering 38mm dia water grade PVC pipe having wall thickness 2.5mm to 3.0mm (‘D’ Class Aziz pipe/equivalent), PVC sand trap of length 3.0m with cap, PVC strainer of desired slot installing at the middle of the most suitable water bearing strata. 38mm dia G.I. pipe of best quality of length 1.52m with M.S. welded flat bar on each side to prevent from rotation up to the desired depth, fitting fixing the hand pump No. 6 etc. including the cost of solvent cement, socket adapter, filling medium sand up to 18.0m above strainer and the remaining portion with available soil from boring etc. all complete as per standard specification and direction of the EIC. | 25 | 1370 | 34250 | m |  |  |  | 0 | 0 | 0 | 0 | 0
3.19
|  | Total |  | 34250
G10 | 38mm dia water graded PVC strainer having thickness 2.5 – 3.0mm of recommended slot size for Tube wells. Supplying and lowering 38mm dia water grade PVC pipe having wall thickness 2.5mm to 3.0mm (‘D’ Class Aziz pipe/equivalent), PVC sand trap of length 3.0m with cap, PVC strainer of desired slot installing at the middle of the most suitable water bearing strata. 38mm dia GI pipe of best quality of length 1.52m with MS welded flat bar on each side to prevent from rotation up to the desired depth, fitting fixing the hand pump No. 6 etc. including the cost of solvent cement, socket adapter, filling medium sand up to 18.0m above strainer and the remaining portion with available soil from boring etc. all complete as per standard specification and direction of the E-I-C 38mm dia water graded PVC strainer having thickness 2.5 – 3.0mm (‘D’ class Aziz brand/equivalent) of recommended slot size | 25 | 30 | 750 | m |  |  |  | 0 | 0 | 0 | 0 | 0
3.19
|  | Total |  | 750
G11 | Best quality 38 mm dia PVC cap for Tube wells. Supplying and lowering 38mm dia water grade PVC pipe having wall thickness 2.5mm to 3.0mm (‘D’ Class Aziz pipe/equivalent), PVC sand trap of length 3.0m with cap, PVC strainer of desired slot installing at the middle of the most suitable water bearing strata. 38mm dia GI pipe of best quality of length 1.52m with MS welded flat bar on each side to prevent from rotation up to the desired depth, fitting fixing the hand pump No. 6 etc. including the cost of solvent cement, socket adapter, filling medium sand up to 18.0m above strainer and the remaining portion with available soil from boring etc. all complete as per standard specification and direction of the E-I-C Best quality 38mm dia PVC cap | 25 | 5 | 125 | Each |  |  |  | 0 | 0 | 0 | 0 | 0
3.19
|  | Total |  | 125
G12 | Test Water sample to be collected for laboratory analysis for different parameters such as ph, arsenic,iron,chloride, hardness and tota sissolved solids or electrical conductivity etc. all copllete as per direction of EIC ( including the cost of actual fees for testing from reputed laboratory and report) as desird by EIC. | 25 | 5 | 125 | Each |  |  |  | 0 | 0 | 0 | 0 | 0
|  | Total |  | 125
G13 | Platform for Tube wells. Construction of C.C. (1:2:4) platform of size 1.40mx1.00m and 1.00m long drain as per design and standard specifications including cost of sanitary seal, neat cement finishing, transport etc. all complete as per specifications and direction of the E-I-C. | 25 | 5 | 125 | Each |  |  |  | 0 | 0 | 0 | 0 | 0
|  | Total |  | 125
G14 | Reducer Supplying ,fitting and fixing of 75mm x38mm dia reducers of (class D having wall thickness 2.5mm to 3mm) | 25 | 2 | 50 | each |  |  |  | 0 | 0 | 0 | 0 | 0
3.22
|  | Total |  | 50
G15 | Supplying and lowering 38mm dia water grade PVC pipe having wall thickness 2.5m to 3.0mm (‘D’ Class Aziz pipe/equivalent), PVC sand trap of length 3.0m with cap, PVC strainer of desired slot installing at the middle of the most suitable water bearing strata. 38mm dia GI pipe of best quality of length 1.52m with MS welded flat bar on each side to prevent from rotation up to the desired depth, fitting fixing the hand pump No. 6 etc. including the cost of solvent cement, socket adapter, filling medium sand up to 18.0m above strainer and the remaining portion with available soil from boring etc. all complete as per standard specification and direction of the E-I-C Hand pump No. 6 complete set (EPL/RFL) (Medium)/equivalent brand) | 25 | 5 | 125 | Each
|  | Total |  | 125
G16 | Supplying tube well fixtures at working site, etc. all complete as per standard practice, specifications and direction of the E-I-C. 75mm dia water grade PVC Blind pipe/well pipe having wall thickness 3.5mm to 4.1mm (‘C’ class Aziz/ equivalent brand). | 25 | 80 | 2000 | Each
|  | Total |  | 2000
G17 | Supplying, fitting and fixing best quality G.I. Check valve of brass fittings, threaded joint, leak proof with sealant, Teflon tape etc. all complete in all respects as per direction of the E-I-C. 40 mm brass check valve | 25 | 2 | 50 | each
|  | Total |  | 50
G18 | Supplying tube well fixtures at working site as per standard practice etc. all complete as per specifications and direction of the E-I-C. 38mm dia water grade PVC blank pipe/ sand trap having wall thickness 2.5mm to 3.0mm (‘C’ class Aziz/ equivalent Brand) | 25 | 15 | 375 | each
|  | Total |  | 375
Sub Total Bill G: Tube Well Work | [8 empty] | 0 | 0 | 0 | 0 | 0 | 0 | (F)

## Bill-H
BID Package No. LGED/MDSP/CHI/14-15/NW-03-B
Bill H: FURNITURE WORK
SL.No & Spec.no. | Description | Shelter option -1, 25 No. | Unit Quantity | Quantity | Unit | Unit Rate |  | Total Amount (in Tk.) | #REF! | #REF! | #REF! | #REF! | #REF! | #REF! | #REF! | #REF! | #REF! | #REF! | #REF! | #REF! | #REF! | #REF! | #REF! | #REF! | #REF! | #REF! | #REF! | #REF! | #REF! | #REF! | #REF! | #REF! | #REF! | #REF! | #REF! | #REF! | #REF! | #REF! | #REF! | #REF! | #REF! | #REF! | #REF! | #REF! | #REF! | #REF! | #REF! | #REF! | #REF! | #REF! | #REF! | #REF! | #REF! | #REF! | #REF! | #REF! | #REF! | #REF! | #REF! | #REF! | #REF! | #REF! | #REF! | #REF! | #REF!
[6 empty] | In figure (Taka) | In words (Taka)
H1 | Tea Table Supplying best quality Tea Table of standard size made of best quality well matured, fully seasoned jack wood (timber should be sapless) in/c superior quality varnishing/French polishing and finishing, etc. all complete as per design (if provided) and direction of the E-I-C. (This item includes all fittings, fixings and delivering the furniture at the instructed place). | 25 | 1 | 25 | Each |  |  |  | 0 | 0 | 0 | 0 | 0
7.1
|  | Total |  | 25
H2 | Secretariat Table Supplying best quality Secretariat Table (Size: 1.52m x1.07mx0.76m) made of best quality well matured, fully seasoned Chittagong Teak wood (timber should be sapless) in/c superior quality varnishing/French polishing, best quality rexin topping and finishing, etc. all complete as per design (if provided) and direction of the E-I-C. (This item includes all fittings, fixings and delivering the furniture at the instructed place). | 25 | 1 | 25 | Each |  |  |  | 0 | 0 | 0 | 0 | 0
7.2
|  | Total |  | 25
H3 | Armed Chair. Supplying best quality armed Chair (wooden sit and back) of standard size, made of best quality well matured, fully seasoned jack wood (timber should be sapless) in/c superior quality varnishing/ French polishing and finishing, etc. all complete as per design (if provided) and direction of the E-I-C. (This item includes delivering the furniture at the instructed place). | 25 | 1 | 25 | Each |  |  |  | 0 | 0 | 0 | 0 | 0
7.3
|  | Total |  | 25
H4 | Supply of High, Low Bench with Book shelf for Primary School: (A). High Bench with Book shelf: Size : 1.450m-(L) x 0.425m(W)x0.730m(H) with plastic top wall thickness 5mm with side wall 25mm height, wall thickness 5mm, Plastic frame weight 5000 gm, Vertical Ribs 25 nos, Horizontal Ribs 7 nos ,Rib height 12mm and thickness 4mm, Plastic top rib sunk size: 6 to 8mm dia for provided screw 38mm dia @ 180mm c/c long direction and 75mm c/c short direction fitted with steel frame size: 1.435m x0.372m x0.713m made of 25mm MS square box , Steel frame for footing bracing made of 38mm MS Square box with same materials, Book shelf fitted with 150mm below top frame with same materials and 5mm guide Rod 15 nos at back side and 2 nos each at left and right side welded with 25mm x 25mmx 2mm MS Angle as shown in drawing, Stopper should be anchored by raised thread. (B). Low Bench: Size : 1.395m-(L)x0.305m(W)x0.380m(H) with plastic top wall thickness 5mm with side wall 25mm height, wall thickness 5mm, Plastic frame weight 3000 gm, Vertical Ribs 21 nos, Horizontal Ribs 7 nos, Rib height 12mm and thickness 4mm, Plastic top rib sunk size 6 to 8mm dia for provided screw 38mm dia @ 180mm c/c long direction and 75mm c/c short direction fitted with steel frame size: 1.325m x0.270m x0.363m made of 25mm MS square box. Steel frame for footing bracing made of 38mm MS Square box, Stopper should be anchored by raised thread as shown in the drawing (if provided) including cost of fabricating, cutting, welding, painting etc. all Complete as per the drawing and direction of the E-I-C. (Rate is inclusive of delivering the furniture at the selected school). BUET test: Physical strength, Breaking strength of Polypropylene impact co Polymer Plastic frame: i) Hardness, Rock well, ii) Tensile strength High and Low Bench for every 1000 nos set/pair or part there of one test for each type of comprising average of 2 (Two) sample. all complete | 25 | 54 | 1350 | set |  |  |  | 0 | 0 | 0 | 0 | 0
7.4
7.5
|  | Total |  | 1350
H5 | Teacher Table: Supply Primary school teachers Table as per below specification Table top Raw materials :-Polypropylene Impact Copolymer Plastic Size : - 838mm(L) x 533mm(W) x 775m Table Top: Dimen 838mm(L) x 533mm(W) x 25mm(T) Colour: Deep blue, Brick Red, Black, Orange Plastic Top Weight : 5000gm Steel tube Specification 25mm x 25mm x1.2mm Steel frame Dimension 785mm(L) x 470mm(W) x 750mm Drawer: Two drawer fixed right side, made by high quality 12mm melamine laminated board with two side covered by 12mm laminated board and Back side covered by 3mm thick ply wood. Size:300mmx300mm Other Manufacturing and Supplying teachers table will be made of non-toxic Polypropylene impact Copolymer Plastic and Legs are structure made of ms Round tube -25mm x 1.2mm(22x1.2mm), welded ( 0.5” weld length @ 2” c/c continuously through the MS tube), cold bended & formed strictly as per drawing. The frame of table must be cleaned in 07(seven) stage tank with phosphate chemical method pure along with polyester powder coating for pre-head at 230ºC for 22 minutes in heat heaven for curing the paint. Finishing including assembling of all components and best quality PVC stoppers necessary number and type of nuts and bolts and packing shall be used as shown in the design. Bottom of legs will be provided with PVC cap/shoe as per drawing. Plastic frame top installation : The Polypropylene Impact Copolymer plastic frame top will be tied with MS steel frame (25mm X 378MM and thick1.2mm ) by 1 micron electroplated (No-16) X 4 and 50mm star head Countersunk screw at a distance 75 and 180mm c/c. BUET test: Physical strength, Breaking strength of Polypropylene impact co Polymer Plastic frame: i) Hardness, Rock well, ii) Tensile strength All complete as per direction of the E-I-C. | 25 | 8 | 200 | Each |  |  |  | 0 | 0 | 0 | 0 | 0
7.5
|  | Total |  | 200
H6 | Teacher Chair: Size 550mm(L)x515mm(W)x850m (H) Chair seat Raw materials :- Polypropylene Impact copolymer Chair top Specific on 465mm(L)x480mm(W)x425m (H) Plastic weight 174 Chair colour Deep blue, Brick red, black, Or Steel tu, Specification Round tube -25mm x 1.2mm, Steel frame Dimension 550mm(L) x 515mm(W) x 47 Manufacturing & Supplying teacher chair made of Polypropylene Impact Copolymer Plastic and Legs are structure made of MS Round tube -25mm x 1.2mm (22x1.2 mm), welded (0.5’’ weld length@2 `` C/C continuously through the MS tube), cold bended & formed strictly as per drawing. The frame of chair must be cleaned in 07 (seven) stage tank with phosphate chemical method pure along with polyester powder coating for pre-head at 230ºc for 22 minutes in heat oven for curing the paint to make the permanent of color of steel frame. Finishing including assembling of all components and best quality PVC stoppers necessary number and type of nuts and bolts and packing shall be used as shown in the same must be supplied and get approval from Upazila Engineer/Executive Engineer before manufacturing of the lot. Bottom of legs will be provided with PVC cap/shoe as per drawing BUET test: Physical strength, Breaking strength of Polypropylene impact co Polymer Plastic frame: i) Hardness, Rock well, ii) Tensile strength All complete as per direction of the E-I-C. | 25 | 15 | 375 | Each |  |  |  | 0 | 0 | 0 | 0 | 0
7.7
|  | Total |  | 375
H7 | Steel Almirah: , Manufacturing and supplying of steel almirah of size 6'-0''x3'-0''x2'-3'' made of 18 BWG M.S sheet at front and two parallel sides and 20 BWG M.S sheet at back side as per approved design and specifications including the cost of painting with synthetic enamal spray painting including welding, plane surfacing, denting, painting, fitting & fixing with standard lock with two keys and also lock in the drawers etc all complete as per direction of E-I-C. **Detail is enclosed in saparate sheet - Annex - 1, Page -1 of Section - 5. | 25 | 3 | 75 | Each |  |  |  | 0 | 0 | 0 | 0 | 0
7.8
|  | Total |  | 75
Sub Total Bill H: Furniture Work | [8 empty] | 0 | 0 | 0 | 0 | 0 | 0 | (G)

## Bill-I
BID Package No. LGED/MDSP/CHI/14-15/NW-03-B
Bill I: Environment facilities:-Please note that the Specification Nos. in the 1st column of this Bill represent the serial Nos. of the items in the Table-2 of each individual shelter included in the Annex of the vol.-II of IV (part 3 of 3) of the Bidding Documents.
SL.No & Spec.no. | Description | Shelter option -1, 25 No. | Unit Quantity | Quantity | Unit | Unit Rate |  | Total Amount (in Tk.) | #REF! | #REF! | #REF! | #REF! | #REF! | #REF! | #REF! | #REF! | #REF! | #REF! | #REF! | #REF! | #REF! | #REF! | #REF! | #REF! | #REF! | #REF! | #REF! | #REF! | #REF! | #REF! | #REF! | #REF! | #REF! | #REF! | #REF! | #REF! | #REF! | #REF! | #REF! | #REF! | #REF! | #REF! | #REF! | #REF! | #REF! | #REF! | #REF! | #REF! | #REF! | #REF! | #REF! | #REF! | #REF! | #REF! | #REF! | #REF! | #REF! | #REF! | #REF! | #REF! | #REF! | #REF! | #REF! | #REF! | #REF! |  | Option-01-(25nos.) Part-B
[6 empty] | In figure (Taka) | In words (Taka) | [59 empty] | Shelter ID | I 1 TURFING (Sqm) | I 9 TREE PLANTATION (No)
I 1 | Grass Turfing Turfing on embankment top and slope, building compound with good quality turf supplied by the contractor of not less than 225mm square in dimension including placing and watering till grass is fully grown, etc. all complete as per direction of the E-I-C (payment to be made only when grass is fully grown). | 25 |  | 16864 | sqm |  |  |  | 0 | 0 | 0 | 0 | 0 | [52 empty] | 1 | CTGP184 | 240 | 10
3 | [65 empty] | 2 | CTGP3214 | 700 | 10
[66 empty] | 3 | CTGP376 | 1050 | 20
[66 empty] | 4 | CTGP418 | 1050 | 10
[66 empty] | 5 | CTGP420 | 370 | 10
[66 empty] | 6 | CTGP422 | 950 | 10
[66 empty] | 7 | CTGP3215 | 450 | 5
[66 empty] | 8 | CTGP3216 | 350 | 15
[66 empty] | 9 | CTGP685 | 376 | 15
[66 empty] | 10 | CTGP710 | 611 | 15
[66 empty] | 11 | CTGP711 | 792 | 15
[66 empty] | 12 | CTGP3217 | 380 | 5
|  | Total |  | 16864 | [61 empty] | 13 | CTGP3219 | 559 | 15
I 2 | Supply of first aid Box with standard contents and as per direction of the E.I.C. | 25 | 2 | 50 | Each |  |  |  | 0 | #VALUE! | #VALUE! | #VALUE! | #VALUE! | [52 empty] | 14 | CTGP3220 | 440 | 20
1 | [65 empty] | 15 | CTGP571 | 600 | 15
[66 empty] | 16 | CTGP576 | 252 | 5
[66 empty] | 17 | CTGP3221 | 693 | 20
[66 empty] | 18 | CTGP3222 | 462 | 10
|  | Total |  | 50 | [61 empty] | 19 | CTGP3303 | 600 | 15
I 3 | Dust suppression measures like water sprinkling on aggregates / unpaved roads, in and around the work site and as per direction of the E.I.C. | 25 | 1 | 25 | Each |  |  |  | 0 | 0 | #VALUE! | #VALUE! | #VALUE! | [52 empty] | 20 | CTGP778 | 817 | 10
10 | [65 empty] | 21 | CTGP781 | 1170 | 10
[66 empty] | 22 | CTGP816 | 1062 | 15
[66 empty] | 23 | CTGP3224 | 1530 | 10
[66 empty] | 24 | CTGP1004 | 814 | 10
[66 empty] | 25 | CTGP3304 | 546 | 10
|  | Total |  | 25
I 4 | Environmental Management Costs of the Environment & Social/Safeguard Personnel for Environmental Social Management and Monitoring during construction and operation phase for their Salary and Transport (Net payment excluding Tax and VAT). and as per direction of the E.I.C. | 25 | 1 | 25 | Each |  |  |  | 0 | 0 | 0 | 0 | 0
11
|  | Total |  | 25
I 5 | Health/ Safety warning sign and as per direction of the E.I.C. | 25 | 1 | 25 | Each |  |  |  | 0 | #VALUE! | #VALUE! | #VALUE! | #VALUE!
12
|  | Total |  | 25
I 6 | Motivation training of the Upazila Engineer’s and Contractor’s representatives on safety practice and as per direction of the E.I.C. | 25 | 2 | 50 | Each |  |  |  | 0 | 0 | #VALUE! | #VALUE! | #VALUE!
7
|  | Total |  | 50
I 7 | Site cleaning and preparation including providing necessary protective fencing and safety measures with sign board and removal and dispossal of wastes at a safe distance etc. all complete as per direction of E.I.C | 25 | 1 | 25 | Each |  |  |  | 0 | 0 | 0 | 0 | #VALUE!
2
[68 empty] | 16864 | 305
|  | Total |  | 25
I 8 | Providing safety gear package like hand gloves, eye protection glasses, helmets, rubber shoes, light reflecting dress etc. for 20 sets as per direction of the E.I.C. | 25 | 20 | 500 | Each |  |  |  | 0 | 0 | 0 | #VALUE! | #VALUE!
6
|  | Total |  | 500
I 9 | Tree plantation around the shelter or road including maintenance for 2 years as required and as per direction of the E.I.C. ( Coconut ,mango,jackfruit to be planted.The payment is to be made only when trees are fully grown) and as per direction of the E.I.C. | 25 |  | 305 | Each |  |  |  | 0 | 0 | 0 | 0 | 0
4
|  | Total |  | 305
I 10 | Temporary Sanitary Latrine/ Septic Tank/ Portable Toilet: 2 nos. (1 no of Toilet for women and 1 no of Toilet for men) and as per direction of the E.I.C. | 25 | 2 | 50 | Each |  |  |  | 0 | 0 | 0 | #VALUE! | #VALUE!
8
|  | Total |  | 50
I 11 | Waste disposal Temporary camp site waste disposal facility improvement 2 nos (1 no of organic waste and 1 no of inorganic waste disposal facility) and as per direction of the E.I.C. | 25 | 2 | 50 | Each |  |  |  | 0 | 0 | 0 | #VALUE! | #VALUE!
9
|  | Total |  | 50
I 12 | Water filter Supplying of best quality water filter (32 liters) including and extra set of faucets ceramic and at least three sets of ceramic filter as per direction of E.I.C. | 25 | 3 | 75 | Each |  |  |  | 0 | 0 | 0 | #VALUE! | #VALUE!
5
|  | Total |  | 75
I 13 | Test (Drinking Water samples) Out of 5nos of tube well 1-no of tube well should be install at the beginning of construction works so that labour and other site staff can get drinking water.In addition, Water samples to be collected periodicaly (half yearly) for one Tube well of the shelterfor laboratory analysis for different parameters such as ph, arsenic,iron,chloride, hardness and total dissolved solids or electrical conductivity etc. all complete as per direction of EIC ( including the cost of actual fees for testing from reputed laboratory and report) as desired by EIC. | 25 | 3 | 75 | Each |  |  |  | 0 | 0 | 0 | 0 | 0
13
|  | Total |  | 75
Sub Total Bill I: Environment facilities | [8 empty] | 0 | #VALUE! | #VALUE! | #VALUE! | #VALUE! | #VALUE! | (H)

## Bill-J
BID Package No. LGED/MDSP/CHI/14-15/NW-03-B
Patr-(B)
Bill- J -Submersible Pump
SL.No & Spec.no. | Description | Shelter option -1, 25 No. | Unit Quantity | Quantity | Unit | Unit Rate |  | Total Amount (in Tk.)
[6 empty] | In figure (Taka) | In words (Taka)
J1 | Execution of boring through all sorts of strata reserve circulation or any other approved method (Method other than reserve circulation is to be applied only for wells deeper than 152 m) for boring 325mm dia vertical hole up to designed depth and collection of soil samples at every 3m interval and at every change of formation including sinking and withdrawing necessary casing pipe and all necessary arrangements, etc. all complete as per specifications and direction of the E-I-C. (Measurement will be allowed from G.L. to bottom of the blank pipe and the rate is inclusive of the cost of extra depth of boring required for caving and siltation). From 0.0m to 50m = 50m | 25 | 50 | 1250 | m
2.1
|  | Total |  | 1250
J2 | Execution of boring through all sorts of strata reserve circulation or any other approved method (Method other than reserve circulation is to be applied only for wells deeper than 152 m) for boring 325mm dia vertical hole up to designed depth and collection of soil samples at every 3m interval and at every change of formation including sinking and withdrawing necessary casing pipe and all necessary arrangements, etc. all complete as per specifications and direction of the E-I-C. (Measurement will be allowed from G.L. to bottom of the blank pipe and the rate is inclusive of the cost of extra depth of boring required for caving and siltation). From 50m to 100m = 50m | 25 | 50 | 1250 | m
2.1
|  | Total |  | 1250
J3 | Execution of boring through all sorts of strata reserve circulation or any other approved method (Method other than reserve circulation is to be applied only for wells deeper than 152 m) for boring 325mm dia vertical hole up to designed depth and collection of soil samples at every 3m interval and at every change of formation including sinking and withdrawing necessary casing pipe and all necessary arrangements, etc. all complete as per specifications and direction of the E-I-C. (Measurement will be allowed from G.L. to bottom of the blank pipe and the rate is inclusive of the cost of extra depth of boring required for caving and siltation). From 100m to 152m = 52m | 25 | 52 | 1300 | m
2.1
|  | Total |  | 1300
J4 | Execution of boring through all sorts of strata reserve circulation or any other approved method (Method other than reserve circulation is to be applied only for wells deeper than 152 m) for boring 325mm dia vertical hole up to designed depth and collection of soil samples at every 3m interval and at every change of formation including sinking and withdrawing necessary casing pipe and all necessary arrangements, etc. all complete as per specifications and direction of the E-I-C. (Measurement will be allowed from G.L. to bottom of the blank pipe and the rate is inclusive of the cost of extra depth of boring required for caving and siltation). From 152m to 200m = 48m | 25 | 48 | 1200 | m
|  | Total |  | 1200
J5 | Execution of boring through all sorts of strata reserve circulation or any other approved method (Method other than reserve circulation is to be applied only for wells deeper than 152 m) for boring 325mm dia vertical hole up to designed depth and collection of soil samples at every 3m interval and at every change of formation including sinking and withdrawing necessary casing pipe and all necessary arrangements, etc. all complete as per specifications and direction of the E-I-C. (Measurement will be allowed from G.L. to bottom of the blank pipe and the rate is inclusive of the cost of extra depth of boring required for caving and siltation). From 200m to 250m =50m | 25 | 50 | 1250 | m
|  | Total |  | 1250
J6 | Execution of boring through all sorts of strata reserve circulation or any other approved method (Method other than reserve circulation is to be applied only for wells deeper than 152 m) for boring 325mm dia vertical hole up to designed depth and collection of soil samples at every 3m interval and at every change of formation including sinking and withdrawing necessary casing pipe and all necessary arrangements, etc. all complete as per specifications and direction of the E-I-C. (Measurement will be allowed from G.L. to bottom of the blank pipe and the rate is inclusive of the cost of extra depth of boring required for caving and siltation). Beyond 250m | 25 | 55 | 1375 | m
|  | Total |  | 1375
J7 | Supplying tube well fixtures at working site as per standard practice etc. all complete as per specifications and direction of the E-I-C. 125mm dia water grade PVC Housing pipe having wall thickness of 5.5mm to 6.4mm (‘C’ class Aziz/equivalent Brand). | 25 | 40 | 1000 | m
2.1
|  | Total |  | 1000
J8 | Supplying tube well fixtures at working site, etc. all complete as per standard practice, specifications and direction of the E-I-C. 50 mm dia water grade PVC Blind pipe/well pipe having wall thickness 3.5mm to 4.1mm (‘C’ class Aziz/ equivalent brand). | 25 | 240 | 6000 | m
2.1
|  | Total |  | 6000
J9 | Supplying tube well fixtures at working site, etc. all complete as per standard practice, specifications and direction of the E-I-C. 50mm dia water grade PVC blank pipe/sand trap having wall thickness 3.5mm to 4.1mm (‘C’ class Aziz/ equivalent Brand) | 25 | 6.1 | 152.5 | m
2.6
|  | Total |  | 152.5
J10 | Supplying and lowering 38mm dia water grade PVC pipe having wall thickness 2.5m to 3.0mm (‘D’ Class Aziz pipe/equivalent), PVC sand trap of length 3.0m with cap, PVC strainer of desired slot installing at the middle of the most suitable water bearing strata. 38mm dia GI pipe of best quality of length 1.52m with MS welded flat bar on each side to prevent from rotation up to the desired depth, fitting fixing the hand pump No. 6 etc. including the cost of solvent cement, socket adapter, filling medium sand up to 18.0m above strainer and the remaining portion with available soil from boring etc. all complete as per standard specification and direction of the E-I-C 50mm dia water graded PVC strainer having thickness 2.5 – 3.0mm (‘D’ class Aziz brand/equivalent) of recommended slot size | 25 | 18.3 | 457.5 | m
|  | Total |  | 457.5
J11 | Submersible pump: Supplying, assembling, fitting, fixing, installation (with effictive connection), testing & Commissioning of following capacity multistage sub-mersible water pump motor set manufactured according to DIN/NEMA/IEC/BS/VDE/JIS & ISO 9001 standard comprising of single stage 2900 RPM sub-mersible motor having Insulation: Class F & protection : IP68 (minimum) suitable for operation at three/ single phase 400/230V, 50Hz AC Supply with 18.29 meter (60') column pipe (API-5L, grade B) with flange gasket, non-return valve, pressure gauge, 40meter (131'-0") long required marine cable in a single length etc. complete in all respect manufactured by CE certified/ UL listed countries as per sample approved by Engineer in charge. Motor set. 2.0 H.P, Discharge: 40-200 liter/min Head: 58-21 meter. Suction & delivery : 50mmx50mm Column Pipe: 50 mm, Brand : Pedrollow/Saer, Italy | 25 | 1 | 25 | each
2.1
|  | Total |  | 25
J12 | Complete development of the well by suitable air compressor and pump of suitable capacity by alternate surging and pumping until satisfactory yield, sand free water and the turbidity condition is reached using necessary quantity of calgon and conducting step draw down test before and after the development, etc. all complete as per specifications and direction of the Engineer-in- charge. (Development should be started within 24 hours of completion of shrouding). Wells beyond 200m depth | 25 | 1 | 25 | each
3.2.1
|  | Total |  | 25
J13 | Supplying fitting and fixing 3 phase starter for Electric motor etc. all complete as per direction, (MEM of England or any equivalent prior approved quality) of the E-I-C. 30 amps | 25 | 1 | 25 | each
3.2.2
|  | Total |  | 25
J14 | Preparation and making gravel pack around the tube well fixtures with supply of designed graded pea gravel (passing through 10 mesh and retained on 40 mesh) including screening, washing etc. all complete as per standard specifications and direction of the E-I-C. (The rate is inclusive of the cost of extra amount required for caving and extra depth below the tube well fixtures. Shrouding should not be more than 15m above the strainer and measurement should be allowed from bottom of the tube well fixture to top of the gravel pack). | 25 | 0.8 | 20 | cum
3.1.1
|  | Total |  | 20
J15 | Supplying and lowering 38mm dia water grade PVC pipe having wall thickness 2.5m to 3.0mm (‘D’ Class Aziz pipe/equivalent), PVC sand trap of length 3.0m with cap, PVC strainer of desired slot installing at the middle of the most suitable water bearing strata. 38mm dia GI pipe of best quality of length 1.52m with MS welded flat bar on each side to prevent from rotation up to the desired depth, fitting fixing the hand pump No. 6 etc. including the cost of solvent cement, socket adapter, filling medium sand up to 18.0m above strainer and the remaining portion with available soil from boring etc. all complete as per standard specification and direction of the E-I-C 38mm dia water graded PVC pipe having thickness 2.5-3.00mm (‘D’ class Aziz brand/equivalent) pipe sand trap | 25 | 40 | 1000 | m
3.4.2
|  | Total |  | 1000
J16 | Supplying, fitting and fixing GI pipe confirming to the standard BS-1387 & BDS-1031, having chemical composition (in%) Carbon 0.17-0.25, Manganese 0.95-1.20, Sulphur 0.060 max, Phosphorous 0.060 max, Tensile properties: minimum Yield Strengh 188 MPa, minimum Tensile Strength 313 MPa and marking for a) Manufacturer; b) Materials; c) Wall thickness; d) Nomal outside dia; e) Intended use etc. on the body of the pipe as per British standard BS-729 having 80 micron galvanization and hydrostatic test pressure 50kg/cm2 (710 psi) with all general special fittings such as bends, elbows, sockets, reducing sockets, Tees, unions, jam-nuts etc. including cutting trenches where necessary and fitting the same with earth duly rammed and fixing in walls with holder bats and making holes in floors and walls and mending good the damages etc. all complete in all respects as per direction of the E-I-C. (Pipe manufactured by National Tubes Limited under Steel & Engineering Corporation, Ministry of Industries, Government of Bangladesh shall be given priority) 25mm dia GI pipe wall thickness 2.35~2.3mm | 25 | 10 | 250 | m
3.4.10
|  | Total |  | 250
J17 | Mass concrete work in foundation or floor with Portland Composite Cement (CEM II/AM, 42.5N), sand (minimum FM 1.20) and 20mm down well graded 1st class/picked brick chips (LAA value not exceeding 38), including shuttering, mixing by concrete mixer machine, casting, laying compacting with mechanical vibrator machine and curing for the requisite period breaking bricks into chips etc. all complete as per direction of the E-I-C. Cylinder crushing strength of concrete should not be less than 17Mpa at 28 days of curing (suggested mix proportion 1:2:4). Additional quantity of cement to be added if required to attain the strength at the contractors own cost. Mass concrete in foundation (1:2:4) with Portland Composite Cement (CEM II/AM, 42.5N), sand (minimum FM 1.20) and 20mm down well graded 1st class/picked brick chips. | 25 | 0.216 | 5.4 | cum
3.4.10
|  | Total |  | 5.4
J18 | Supplying tube well fixtures at working site as per standard practice etc. all complete as per specifications and direction of the E-I-C. Best quality 50mm dia PVC cap | 25 | 1 | 25 | each
|  | Total |  | 25
J19 | Supplying fitting and fixing rope for pump as per drawing and design and direction of the E.I.C. | 25 | 1 | 25 | each
|  | Total |  | 25
J20 | Supplying, fitting, fixing and laying 150mm/200mm dia PVC "B" class pipe water grade (LIRA / AZIZ / NATIONAL POLYMER BRAND or equivalent) best quality sewerage pipe including necessary fittings and joints with high class solution and at the base and sides filling with best quality local sand all around the pipe (not less than 25mm) upto the required depth etc. complete as per type, plan and direction of the E-I-C. 200mm dia PVC "B" class Pipe and minimum wall thickness 5.30 mm | 25 | 6.1 | 152.5 | m
|  | Total |  | 152.5
Sub Total Bill J - Submersible pump